## Conetka-Vertiv PL_2022-02
Conetka GmbH Maisweg 69 12683 Berlin Tel. +49 30 54376253 Fax +49 30 54376254
Preise bitte tagesaktuell abfragen!
Nur gültig in Verbindung mit unseren allgemeinen Geschäftsbedingungen, die wir Ihnen auf Anfrage gerne zusenden. Änderungen vorbehalten.
www.conetka.de eMail: vertrieb@conetka.de
Artikel-Nr. | Bezeichnung | VP | Artikel-Nr. | Artikel-Nr.
000771627 | SPACER Vertiv Knürr MIR LID M12X25 | EACH | 00.077.162.7 | 00.077.162.7
000784679 | REPLACEMENT KEY 1333/333CYLINDER | EACH | 00.078.467.9 | 00.078.467.9
011271199 | ADAPTER MOUNTING Vertiv Knürr MIR SET (4EA) | EACH | 01.127.119.9 | 01.127.119.9
011273109 | TILT RESTRAINT Vertiv Knürr MIR-SERVER RACK SET | EACH | 01.127.310.9 | 01.127.310.9
011277609 | RACK SUITE COVER TRIM H2000 D1000 SET | EACH | 01.127.760.9 | 01.127.760.9
011277619 | RACK SUITE COVER TRIM H2200 D1000 SET | EACH | 01.127.761.9 | 01.127.761.9
011277629 | RACK SUITE COVER TRIM H2000 D1200 SET | EACH | 01.127.762.9 | 01.127.762.9
011277639 | RACK SUITE COVER TRIM H2200 D1200 SET | EACH | 01.127.763.9 | 01.127.763.9
011284009 | TAPE HU MEASURE | EACH | 01.128.400.9 | 01.128.400.9
011305299 | EARTHING SET COMPLETE | EACH | 01.130.529.9 | 01.130.529.9
011305309 | FILTER MAT FOR PLINTH W600 | PAIR | 01.130.530.9 | 01.130.530.9
011305329 | FILTER MAT FOR PLINTH W800 | PAIR | 01.130.532.9 | 01.130.532.9
011306249 | EARTHING SET-ONE WING DOOR | EACH | 01.130.624.9 | 01.130.624.9
011309347 | FLOOR MOUNTING KIT Vertiv Knürr MIR PER 4 | EACH | 01.130.934.7 | 01.130.934.7
011309357 | CONNECTION KIT Vertiv Knürr MIR SET | EACH | 01.130.935.7 | 01.130.935.7
011309379 | MOUNTING SET+SCREWS SIDE PANELS | EACH | 01.130.937.9 | 01.130.937.9
011309389 | LOCK [SET] SIDE PANELS | EACH | 01.130.938.9 | 01.130.938.9
011309409 | LOCKING SET COMPLETE | EACH | 01.130.940.9 | 01.130.940.9
011309989 | BRUSH STRIP W600 | PAIR | 01.130.998.9 | 01.130.998.9
011309999 | BRUSH STRIP W700/800 | PAIR | 01.130.999.9 | 01.130.999.9
011317459 | HOISTING EYEBOLTS M12 PER 4 | EACH | 01.131.745.9 | 01.131.745.9
011317519 | Cover screws 4x M12x15 | EACH | 01.131.751.9 | 01.131.751.9
011317527 | Spacer Bolt M12x25 | EACH | 01.131.752.7 | 01.131.752.7
011312709 | RACK SUITE COVER TRIM H1200 D600 SET | EACH | 01.131.270.9 | 01.131.270.9
011312739 | RACK SUITE COVER TRIM H1800 D600 SET | EACH | 01.131.273.9 | 01.131.273.9
011312749 | RACK SUITE COVER TRIM H2000 D600 SET | EACH | 01.131.274.9 | 01.131.274.9
011312759 | RACK SUITE COVER TRIM H2200 D600 SET | EACH | 01.131.275.9 | 01.131.275.9
011312769 | RACK SUITE COVER TRIM H1200 D800 SET | EACH | 01.131.276.9 | 01.131.276.9
011312799 | RACK SUITE COVER TRIM H1800 D800 SET | EACH | 01.131.279.9 | 01.131.279.9
011312809 | RACK SUITE COVER TRIM H2000 D800 SET | EACH | 01.131.280.9 | 01.131.280.9
011312819 | RACK SUITE COVER TRIM H2200 D800 SET | EACH | 01.131.281.9 | 01.131.281.9
011312829 | RACK SUITE COVER TRIM H1200 D900 SET | EACH | 01.131.282.9 | 01.131.282.9
011312859 | RACK SUITE COVER TRIM H1800 D900 SET | EACH | 01.131.285.9 | 01.131.285.9
011312869 | RACK SUITE COVER TRIM H2000 D900 SET | EACH | 01.131.286.9 | 01.131.286.9
011312879 | RACK SUITE COVER TRIM H2200 D900 SET | EACH | 01.131.287.9 | 01.131.287.9
011320509 | CABLE SHELF WITHOUT SWIVEL ARM | EACH | 01.132.050.9 | 01.132.050.9
011320519 | CABLE SHELF + SWIVEL ARM | EACH | 01.132.051.9 | 01.132.051.9
011320539 | ADAPTER-KIT 2U F BREADBOARD | EACH | 01.132.053.9 | 01.132.053.9
011322681 | Vertiv Knürr IP55 RACK H1200 W600 D600 19" | EACH | 01.132.268.1 | 01.132.268.1
011322711 | Vertiv Knürr IP55 RACK H1800 W600 D600 19" | EACH | 01.132.271.1 | 01.132.271.1
011322721 | Vertiv Knürr IP55 RACK H2000 W600 D600 19" | EACH | 01.132.272.1 | 01.132.272.1
011322731 | Vertiv Knürr IP55 RACK H2200 W600 D600 19" | EACH | 01.132.273.1 | 01.132.273.1
011322741 | Vertiv Knürr IP55 RACK H1200 W600 D800 19" | EACH | 01.132.274.1 | 01.132.274.1
011322771 | Vertiv Knürr IP55 RACK H1800 W600 D800 19" | EACH | 01.132.277.1 | 01.132.277.1
011322781 | Vertiv Knürr IP55 RACK H2000 W600 D800 19" | EACH | 01.132.278.1 | 01.132.278.1
011322791 | Vertiv Knürr IP55 RACK H2200 W600 D800 19" | EACH | 01.132.279.1 | 01.132.279.1
011322798 | Vertiv Knürr IP55 RACK H2200 W600 D800 19" | EACH | 01.132.279.8 | 01.132.279.8
011337459 | EARTHING KIT SIDE PANEL | EACH | 01.133.745.9 | 01.133.745.9
011339001 | QUICK-RELEASE FASTENER SIDE PANEL PER 50 | EACH | 01.133.900.1 | 01.133.900.1
011339009 | QUICK-RELEASE FASTENER SIDE PANEL PER 50 | EACH | 01.133.900.9 | 01.133.900.9
011339101 | QUICK-RELEASE FASTENER REAR PANEL PER 50 | EACH | 01.133.910.1 | 01.133.910.1
011339109 | QUICK-RELEASE FASTENER REAR PANEL PER 50 | EACH | 01.133.910.9 | 01.133.910.9
011370139 | COMBI LOCK SINGLE DOOR | EACH | 01.137.013.9 | 01.137.013.9
011370139000013 | COMBI LOCK DOUBLE DOOR | EACH | 1137013.900.001.3 | 1137013.900.001.3
011370179 | HANDLE DOOR SWING Vertiv Knürr MIR | EACH | 01.137.017.9 | 01.137.017.9
011395409 | EARTHING KIT FOR STEEL DOUBLE DOOR | EACH | 01.139.540.9 | 01.139.540.9
011395419 | EARTHING KIT FOR GLAS OR PERF: DOUBLE DOOR | EACH | 01.139.541.9 | 01.139.541.9
011399039 | SCREW M12X15 COVER | EACH | 01.139.903.9 | 01.139.903.9
011472681 | TOP COVER Vertiv Knürr DCM SHORT W600 D250 | EACH | 01.147.268.1 | 01.147.268.1
011472688 | TOP COVER Vertiv Knürr DCM SHORT W600 D250 | EACH | 01.147.268.8 | 01.147.268.8
011472691 | TOP COVER Vertiv Knürr DCM SHORT W800 D250 | EACH | 01.147.269.1 | 01.147.269.1
011472698 | TOP COVER Vertiv Knürr DCM SHORT W800 D250 | EACH | 01.147.269.8 | 01.147.269.8
011474521 | SHEET STEEL DOOR H1800 W600 | EACH | 01.147.452.1 | 01.147.452.1
011474528 | SHEET STEEL DOOR H1800 W600 | EACH | 01.147.452.8 | 01.147.452.8
011474541 | SHEET STEEL DOOR H1800 W800 | EACH | 01.147.454.1 | 01.147.454.1
011474548 | SHEET STEEL DOOR H1800 W800 | EACH | 01.147.454.8 | 01.147.454.8
011474561 | SHEET STEEL DOOR H2000 W600 | EACH | 01.147.456.1 | 01.147.456.1
011474568 | SHEET STEEL DOOR H2000 W600 | EACH | 01.147.456.8 | 01.147.456.8
011474581 | SHEET STEEL DOOR H2000 W800 | EACH | 01.147.458.1 | 01.147.458.1
011474588 | SHEET STEEL DOOR H2000 W800 | EACH | 01.147.458.8 | 01.147.458.8
011474921 | GLASS DOOR COMPLETE H1800 W600 | EACH | 01.147.492.1 | 01.147.492.1
011474928 | GLASS DOOR COMPLETE H1800 W600 | EACH | 01.147.492.8 | 01.147.492.8
011474941 | GLASS DOOR COMPLETE H1800 W800 | EACH | 01.147.494.1 | 01.147.494.1
011474948 | GLASS DOOR COMPLETE H1800 W800 | EACH | 01.147.494.8 | 01.147.494.8
011474961 | GLASS DOOR COMPLETE H2000 W600 | EACH | 01.147.496.1 | 01.147.496.1
011474968 | GLASS DOOR COMPLETE H2000 W600 | EACH | 01.147.496.8 | 01.147.496.8
011474981 | GLASS DOOR COMPLETE H2000 W800 | EACH | 01.147.498.1 | 01.147.498.1
011474988 | GLASS DOOR COMPLETE H2000 W800 | EACH | 01.147.498.8 | 01.147.498.8
011475091 | SUPPORT BRACKET COMPL. W600 D600 | EACH | 01.147.509.1 | 01.147.509.1
011475098 | SUPPORT BRACKET COMPL. W600 D600 | EACH | 01.147.509.8 | 01.147.509.8
011475101 | SUPPORT BRACKET COMPL. W600 D700 | EACH | 01.147.510.1 | 01.147.510.1
011475108 | SUPPORT BRACKET COMPL. W600 D700 | EACH | 01.147.510.8 | 01.147.510.8
011475111 | SUPPORT BRACKET COMPL. W600 D800 | EACH | 01.147.511.1 | 01.147.511.1
011475118 | SUPPORT BRACKET COMPL. W600 D800 | EACH | 01.147.511.8 | 01.147.511.8
011475121 | SUPPORT BRACKET COMPL. W600 D900 | EACH | 01.147.512.1 | 01.147.512.1
011475128 | SUPPORT BRACKET COMPL. W600 D900 | EACH | 01.147.512.8 | 01.147.512.8
011475131 | SUPPORT BRACKET COMPL. W600 D1000 | EACH | 01.147.513.1 | 01.147.513.1
011475138 | SUPPORT BRACKET COMPL. W600 D1000 | EACH | 01.147.513.8 | 01.147.513.8
011475141 | SUPPORT BRACKET COMPL. W600 D1100 | EACH | 01.147.514.1 | 01.147.514.1
011475148 | SUPPORT BRACKET COMPL. W600 D1100 | EACH | 01.147.514.8 | 01.147.514.8
011475151 | SUPPORT BRACKET COMPL. W600 D1200 | EACH | 01.147.515.1 | 01.147.515.1
011475158 | SUPPORT BRACKET COMPL. W600 D1200 | EACH | 01.147.515.8 | 01.147.515.8
011475161 | SUPPORT BRACKET COMPL. W600 D1300 | EACH | 01.147.516.1 | 01.147.516.1
011475168 | SUPPORT BRACKET COMPL. W600 D1300 | EACH | 01.147.516.8 | 01.147.516.8
011475251 | SUPPORT BRACKET COMPL. W800 D600 | EACH | 01.147.525.1 | 01.147.525.1
011475258 | SUPPORT BRACKET COMPL. W800 D600 | EACH | 01.147.525.8 | 01.147.525.8
011475261 | SUPPORT BRACKET COMPL. W800 D700 | EACH | 01.147.526.1 | 01.147.526.1
011475268 | SUPPORT BRACKET COMPL. W800 D700 | EACH | 01.147.526.8 | 01.147.526.8
011475271 | SUPPORT BRACKET COMPL. W800 D800 | EACH | 01.147.527.1 | 01.147.527.1
011475278 | SUPPORT BRACKET COMPL. W800 D800 | EACH | 01.147.527.8 | 01.147.527.8
011475281 | SUPPORT BRACKET COMPL. W800 D900 | EACH | 01.147.528.1 | 01.147.528.1
011475288 | SUPPORT BRACKET COMPL. W800 D900 | EACH | 01.147.528.8 | 01.147.528.8
011475291 | SUPPORT BRACKET COMPL. W800 D1000 | EACH | 01.147.529.1 | 01.147.529.1
011475298 | SUPPORT BRACKET COMPL. W800 D1000 | EACH | 01.147.529.8 | 01.147.529.8
011475301 | SUPPORT BRACKET COMPL. W800 D1100 | EACH | 01.147.530.1 | 01.147.530.1
011475308 | SUPPORT BRACKET COMPL. W800 D1100 | EACH | 01.147.530.8 | 01.147.530.8
011475311 | SUPPORT BRACKET COMPL. W800 D1200 | EACH | 01.147.531.1 | 01.147.531.1
011475318 | SUPPORT BRACKET COMPL. W800 D1200 | EACH | 01.147.531.8 | 01.147.531.8
011475341 | Vertiv Knürr DCM SHEET STEEL SINGLE DOOR H2000 W600 | EACH | 01.147.534.1 | 01.147.534.1
011475348 | Vertiv Knürr DCM SHEET STEEL SINGLE DOOR H2000 W600 | EACH | 01.147.534.8 | 01.147.534.8
011475361 | Vertiv Knürr DCM SHEET STEEL SINGLE DOOR H2000 W800 | EACH | 01.147.536.1 | 01.147.536.1
011475368 | Vertiv Knürr DCM SHEET STEEL SINGLE DOOR H2000 W800 | EACH | 01.147.536.8 | 01.147.536.8
011475371 | Vertiv Knürr DCM SHEET STEEL SINGLE DOOR H2200 W600 | EACH | 01.147.537.1 | 01.147.537.1
011475378 | Vertiv Knürr DCM SHEET STEEL SINGLE DOOR H2200 W600 | EACH | 01.147.537.8 | 01.147.537.8
011475391 | Vertiv Knürr DCM SHEET STEEL SINGLE DOOR H2200 W800 | EACH | 01.147.539.1 | 01.147.539.1
011475398 | Vertiv Knürr DCM SHEET STEEL SINGLE DOOR H2200 W800 | EACH | 01.147.539.8 | 01.147.539.8
011475401 | Vertiv Knürr DCM GLASS DOOR H2000 W600 | EACH | 01.147.540.1 | 01.147.540.1
011475408 | Vertiv Knürr DCM GLASS DOOR H2000 W600 | EACH | 01.147.540.8 | 01.147.540.8
011475421 | Vertiv Knürr DCM GLASS DOOR H2000 W800 | EACH | 01.147.542.1 | 01.147.542.1
011475428 | Vertiv Knürr DCM GLASS DOOR H2000 W800 | EACH | 01.147.542.8 | 01.147.542.8
011475431 | Vertiv Knürr DCM GLASS DOOR H2200 W600 | EACH | 01.147.543.1 | 01.147.543.1
011475438 | Vertiv Knürr DCM GLASS DOOR H2200 W600 | EACH | 01.147.543.8 | 01.147.543.8
011475451 | Vertiv Knürr DCM GLASS DOOR H2200 W800 | EACH | 01.147.545.1 | 01.147.545.1
011475458 | Vertiv Knürr DCM GLASS DOOR H2200 W800 | EACH | 01.147.545.8 | 01.147.545.8
011475701 | TOP COVER Vertiv Knürr DCM W. SIDE CABLE ENTRY W600 D800 | EACH | 01.147.570.1 | 01.147.570.1
011475708 | TOP COVER Vertiv Knürr DCM W. SIDE CABLE ENTRY W600 D800 | EACH | 01.147.570.8 | 01.147.570.8
011475721 | TOP COVER Vertiv Knürr DCM W. SIDE CABLE ENTRY W600 D1000 | EACH | 01.147.572.1 | 01.147.572.1
011475728 | TOP COVER Vertiv Knürr DCM W. SIDE CABLE ENTRY W600 D1000 | EACH | 01.147.572.8 | 01.147.572.8
011475731 | TOP COVER Vertiv Knürr DCM W. SIDE CABLE ENTRY W600 D1100 | EACH | 01.147.573.1 | 01.147.573.1
011475738 | TOP COVER Vertiv Knürr DCM W. SIDE CABLE ENTRY W600 D1100 | EACH | 01.147.573.8 | 01.147.573.8
011475741 | TOP COVER Vertiv Knürr DCM W. SIDE CABLE ENTRY W600 D1200 | EACH | 01.147.574.1 | 01.147.574.1
011475748 | TOP COVER Vertiv Knürr DCM W. SIDE CABLE ENTRY W600 D1200 | EACH | 01.147.574.8 | 01.147.574.8
011475751 | TOP COVER Vertiv Knürr DCM W. SIDE CABLE ENTRY W800D800 | EACH | 01.147.575.1 | 01.147.575.1
011475758 | TOP COVER Vertiv Knürr DCM W. SIDE CABLE ENTRY W800D800 | EACH | 01.147.575.8 | 01.147.575.8
011475771 | TOP COVER Vertiv Knürr DCM W. SIDE CABLE ENTRY W800 D1000 | EACH | 01.147.577.1 | 01.147.577.1
011475778 | TOP COVER Vertiv Knürr DCM W. SIDE CABLE ENTRY W800 D1000 | EACH | 01.147.577.8 | 01.147.577.8
011475781 | TOP COVER Vertiv Knürr DCM W. SIDE CABLE ENTRY W800 D1100 | EACH | 01.147.578.1 | 01.147.578.1
011475788 | TOP COVER Vertiv Knürr DCM W. SIDE CABLE ENTRY W800 D1100 | EACH | 01.147.578.8 | 01.147.578.8
011475791 | TOP COVER Vertiv Knürr DCM W. SIDE CABLE ENTRY W800 D1200 | EACH | 01.147.579.1 | 01.147.579.1
011475798 | TOP COVER Vertiv Knürr DCM W. SIDE CABLE ENTRY W800 D1200 | EACH | 01.147.579.8 | 01.147.579.8
011476409 | ADAPTER SET 1U 19" RAILS | EACH | 01.147.640.9 | 01.147.640.9
011476419 | ANTI-TILT SET Vertiv Knürr DCM-RACK SET | EACH | 01.147.641.9 | 01.147.641.9
011476427 | Vertiv Knürr DCM RACK CONNECTOR | EACH | 01.147.642.7 | 01.147.642.7
011476439 | Vertiv Knürr DCM GAP SEALING DEPTH PROFILE | EACH | 01.147.643.9 | 01.147.643.9
011476441 | PARTITION PANEL MOVE Vertiv Knürr DCM H2000 D1000 SET | EACH | 01.147.644.1 | 01.147.644.1
011476448 | PARTITION PANEL MOVE Vertiv Knürr DCM H2000 D1000 SET | EACH | 01.147.644.8 | 01.147.644.8
011476451 | PARTITION PANEL MOVE Vertiv Knürr DCM H2000 D1100 SET | EACH | 01.147.645.1 | 01.147.645.1
011476458 | PARTITION PANEL MOVE Vertiv Knürr DCM H2000 D1100 SET | EACH | 01.147.645.8 | 01.147.645.8
011476461 | PARTITION PANEL MOVE Vertiv Knürr DCM H2000 D1200 SET | EACH | 01.147.646.1 | 01.147.646.1
011476468 | PARTITION PANEL MOVE Vertiv Knürr DCM H2000 D1200 SET | EACH | 01.147.646.8 | 01.147.646.8
011476471 | PARTITION PANEL MOVE Vertiv Knürr DCM H2200 D1000 SET | EACH | 01.147.647.1 | 01.147.647.1
011476478 | PARTITION PANEL MOVE Vertiv Knürr DCM H2200 D1000 SET | EACH | 01.147.647.8 | 01.147.647.8
011476481 | PARTITION PANEL MOVE Vertiv Knürr DCM H2200 D1100 SET | EACH | 01.147.648.1 | 01.147.648.1
011476488 | PARTITION PANEL MOVE Vertiv Knürr DCM H2200 D1100 SET | EACH | 01.147.648.8 | 01.147.648.8
011476491 | PARTITION PANEL MOVE Vertiv Knürr DCM H2200 D1200 SET | EACH | 01.147.649.1 | 01.147.649.1
011476498 | PARTITION PANEL MOVE Vertiv Knürr DCM H2200 D1200 SET | EACH | 01.147.649.8 | 01.147.649.8
011476901 | PARTITION PANEL Vertiv Knürr DCM H2000 D1000 SET | EACH | 01.147.690.1 | 01.147.690.1
011476908 | PARTITION PANEL Vertiv Knürr DCM H2000 D1000 SET | EACH | 01.147.690.8 | 01.147.690.8
011476911 | PARTITION PANEL Vertiv Knürr DCM H2000 D1100 SET | EACH | 01.147.691.1 | 01.147.691.1
011476918 | PARTITION PANEL Vertiv Knürr DCM H2000 D1100 SET | EACH | 01.147.691.8 | 01.147.691.8
011476921 | PARTITION PANEL Vertiv Knürr DCM H2000 D1200 SET | EACH | 01.147.692.1 | 01.147.692.1
011476928 | PARTITION PANEL Vertiv Knürr DCM H2000 D1200 SET | EACH | 01.147.692.8 | 01.147.692.8
011476931 | PARTITION PANEL Vertiv Knürr DCM H2200 D1000 SET | EACH | 01.147.693.1 | 01.147.693.1
011476938 | PARTITION PANEL Vertiv Knürr DCM H2200 D1000 SET | EACH | 01.147.693.8 | 01.147.693.8
011476941 | PARTITION PANEL Vertiv Knürr DCM H2200 D1100 SET | EACH | 01.147.694.1 | 01.147.694.1
011476948 | PARTITION PANEL Vertiv Knürr DCM H2200 D1100 SET | EACH | 01.147.694.8 | 01.147.694.8
011476951 | PARTITION PANEL Vertiv Knürr DCM H2200 D1200 SET | EACH | 01.147.695.1 | 01.147.695.1
011476958 | PARTITION PANEL Vertiv Knürr DCM H2200 D1200 SET | EACH | 01.147.695.8 | 01.147.695.8
011477381 | PLINTH CPL.H100 W600 D1000 | EACH | 01.147.738.1 | 01.147.738.1
011477388 | PLINTH CPL.H100 W600 D1000 | EACH | 01.147.738.8 | 01.147.738.8
011477391 | PLINTH CPL.H100 W600 D1100 | EACH | 01.147.739.1 | 01.147.739.1
011477398 | PLINTH CPL.H100 W600 D1100 | EACH | 01.147.739.8 | 01.147.739.8
011477401 | PLINTH CPL.H100 W600 D1200 | EACH | 01.147.740.1 | 01.147.740.1
011477408 | PLINTH CPL.H100 W600 D1200 | EACH | 01.147.740.8 | 01.147.740.8
011477461 | PLINTH CPL.H100 W800 D1000 | EACH | 01.147.746.1 | 01.147.746.1
011477468 | PLINTH CPL.H100 W800 D1000 | EACH | 01.147.746.8 | 01.147.746.8
011477471 | PLINTH CPL.H100 W800 D1100 | EACH | 01.147.747.1 | 01.147.747.1
011477478 | PLINTH CPL.H100 W800 D1100 | EACH | 01.147.747.8 | 01.147.747.8
011477481 | PLINTH CPL.H100 W800 D1200 | EACH | 01.147.748.1 | 01.147.748.1
011477488 | PLINTH CPL.H100 W800 D1200 | EACH | 01.147.748.8 | 01.147.748.8
011477881 | PLINTH CPL.H200 W600 D1100 | EACH | 01.147.788.1 | 01.147.788.1
011477888 | PLINTH CPL.H200 W600 D1000 | EACH | 01.147.788.8 | 01.147.788.8
011477891 | PLINTH CPL.H200 W600 D1100 | EACH | 01.147.789.1 | 01.147.789.1
011477898 | PLINTH CPL.H200 W600 D1100 | EACH | 01.147.789.8 | 01.147.789.8
011477901 | PLINTH CPL.H200 W600 D1200 | EACH | 01.147.790.1 | 01.147.790.1
011477908 | PLINTH CPL.H200 W600 D1200 | EACH | 01.147.790.8 | 01.147.790.8
011477961 | PLINTH CPL.H200 W800 D1000 | EACH | 01.147.796.1 | 01.147.796.1
011477968 | PLINTH CPL.H200 W800 D1000 | EACH | 01.147.796.8 | 01.147.796.8
011477971 | PLINTH CPL.H200 W800 D1100 | EACH | 01.147.797.1 | 01.147.797.1
011477978 | PLINTH CPL.H200 W800 D1100 | EACH | 01.147.797.8 | 01.147.797.8
011477981 | PLINTH CPL.H200 W800 D1200 | EACH | 01.147.798.1 | 01.147.798.1
011477988 | PLINTH CPL.H200 W800 D1200 | EACH | 01.147.798.8 | 01.147.798.8
011478031 | Vertiv Knürr DCM SINGLE PERFORATED DOOR H2000 W600 | EACH | 01.147.803.1 | 01.147.803.1
011478038 | Vertiv Knürr DCM SINGLE PERFORATED DOOR H2000 W600 | EACH | 01.147.803.8 | 01.147.803.8
011478051 | Vertiv Knürr DCM SINGLE PERFORATED DOOR H2000 W800 | EACH | 01.147.805.1 | 01.147.805.1
011478058 | Vertiv Knürr DCM SINGLE PERFORATED DOOR H2000 W800 | EACH | 01.147.805.8 | 01.147.805.8
011478061 | Vertiv Knürr DCM SINGLE PERFORATED DOOR H2200 W600 | EACH | 01.147.806.1 | 01.147.806.1
011478068 | Vertiv Knürr DCM SINGLE PERFORATED DOOR H2200 W600 | EACH | 01.147.806.8 | 01.147.806.8
011478081 | Vertiv Knürr DCM SINGLE PERFORATED DOOR H2200 W800 | EACH | 01.147.808.1 | 01.147.808.1
011478088 | Vertiv Knürr DCM SINGLE PERFORATED DOOR H2200 W800 | EACH | 01.147.808.8 | 01.147.808.8
011478340 | BOTTOM COVER-SET W600/D1000 CPL. CLOSED CASTOR | EACH | 01.147.834.0 | 01.147.834.0
011478350 | BOTTOM COVER-SET W600/D1100 CPL. CLOSED CASTOR | EACH | 01.147.835.0 | 01.147.835.0
011478380 | BOTTOM COVER-SET W800/D1000 CPL. CLOSED CASTOR | EACH | 01.147.838.0 | 01.147.838.0
011478390 | BOTTOM COVER-SET W800/D1100 CPL. CLOSED CASTOR | EACH | 01.147.839.0 | 01.147.839.0
011478400 | BOTTOM COVER-SET W600/D1200 CPL. CLOSED CASTOR | EACH | 01.147.840.0 | 01.147.840.0
011478440 | BOTTOM COVER-SET W800/D1200 CPL. CLOSED CASTOR | EACH | 01.147.844.0 | 01.147.844.0
011478460 | BOTTOM COVER-SET W600/D1000 CE | EACH | 01.147.846.0 | 01.147.846.0
011478470 | BOTTOM COVER-SET W600/D1100 CE | EACH | 01.147.847.0 | 01.147.847.0
011478500 | BOTTOM COVER-SET W800/D1000 CE | EACH | 01.147.850.0 | 01.147.850.0
011478510 | BOTTOM COVER-SET W800/D1100 CE | EACH | 01.147.851.0 | 01.147.851.0
011478520 | BOTTOM COVER-SET W600/D1200 CE | EACH | 01.147.852.0 | 01.147.852.0
011478560 | BOTTOM COVER-SET W800/D1200 CE | EACH | 01.147.856.0 | 01.147.856.0
011478761 | SIDE PANEL DCM/MIR2 COMPL H2000 D1000 | EACH | 01.147.876.1 | 01.147.876.1
011478768 | SIDE PANEL DCM/MIR2 COMPL H2000 D1000 | EACH | 01.147.876.8 | 01.147.876.8
011478771 | SIDE PANEL DCM/MIR2 COMPL H2000 D1100 | EACH | 01.147.877.1 | 01.147.877.1
011478778 | SIDE PANEL DCM/MIR2 COMPL H2000 D1100 | EACH | 01.147.877.8 | 01.147.877.8
011478781 | SIDE PANEL DCM/MIR2 COMPL H2000 D1200 | EACH | 01.147.878.1 | 01.147.878.1
011478788 | SIDE PANEL DCM/MIR2 COMPL H2000 D1200 | EACH | 01.147.878.8 | 01.147.878.8
011478801 | SIDE PANEL DCM/MIR2 COMPL H2200 D1000 | EACH | 01.147.880.1 | 01.147.880.1
011478808 | SIDE PANEL DCM/MIR2 COMPL H2200 D1000 | EACH | 01.147.880.8 | 01.147.880.8
011478811 | SIDE PANEL DCM/MIR2 COMPL H2200 D1100 | EACH | 01.147.881.1 | 01.147.881.1
011478818 | SIDE PANEL DCM/MIR2 COMPL H2200 D1100 | EACH | 01.147.881.8 | 01.147.881.8
011478821 | SIDE PANEL DCM/MIR2 COMPL H2200 D1200 | EACH | 01.147.882.1 | 01.147.882.1
011478828 | SIDE PANEL DCM/MIR2 COMPL H2200 D1200 | EACH | 01.147.882.8 | 01.147.882.8
011478891 | AIR SEPARATION SET W800/H2000 | EACH | 01.147.889.1 | 01.147.889.1
011478898 | AIR SEPARATION SET W800/H2000 | EACH | 01.147.889.8 | 01.147.889.8
011478901 | AIR SEPARATION SET W800/H2200 | EACH | 01.147.890.1 | 01.147.890.1
011478908 | AIR SEPARATION SET W800/H2200 | EACH | 01.147.890.8 | 01.147.890.8
011478951 | AIR SEPARATION SET W800/H2000 | EACH | 01.147.895.1 | 01.147.895.1
011478958 | AIR SEPARATION SET W800/H2000 | EACH | 01.147.895.8 | 01.147.895.8
011478961 | AIR SEPARATION SET W800/H2200 | EACH | 01.147.896.1 | 01.147.896.1
011478968 | AIR SEPARATION SET W800/H2200 | EACH | 01.147.896.8 | 01.147.896.8
011478981 | AIR SEPARATION SET W600 H2000 | EACH | 01.147.898.1 | 01.147.898.1
011478988 | AIR SEPARATION SET W600/H2000 | EACH | 01.147.898.8 | 01.147.898.8
011478991 | AIR SEPARATION SET W600/H2200 | EACH | 01.147.899.1 | 01.147.899.1
011478998 | AIR SEPARATION SET W600/H2200 | EACH | 01.147.899.8 | 01.147.899.8
011479011 | AIR SEPARATION SET W600H2000 | EACH | 01.147.901.1 | 01.147.901.1
011479018 | AIR SEPARATION SET W600/H2000 | EACH | 01.147.901.8 | 01.147.901.8
011479021 | AIR SEPARATION SET W600/H2200 | EACH | 01.147.902.1 | 01.147.902.1
011479028 | AIR SEPARATION SET W600/H2200 | EACH | 01.147.902.8 | 01.147.902.8
011479041 | AIR SEPARATION SET 19" W800/H2000 | EACH | 01.147.904.1 | 01.147.904.1
011479048 | AIR SEPARATION SET 19" W800/H2000 | EACH | 01.147.904.8 | 01.147.904.8
011479051 | AIR SEPARATION SET 19" W800/H2200 | EACH | 01.147.905.1 | 01.147.905.1
011479058 | AIR SEPARATION SET 19" W800/H2200 | EACH | 01.147.905.8 | 01.147.905.8
011479071 | AIR SEPARATION SET 19" W800/H2000 | EACH | 01.147.907.1 | 01.147.907.1
011479078 | AIR SEPARATION SET 19" W800/H2000 | EACH | 01.147.907.8 | 01.147.907.8
011479081 | AIR SEPARATION SET 19" W800/H2200 | EACH | 01.147.908.1 | 01.147.908.1
011479088 | AIR SEPARATION SET 19" W800/H2200 | EACH | 01.147.908.8 | 01.147.908.8
011479098 | Vertiv Knürr DCM-USA EARTHQUAKE KIT H2000 W600 | EACH | 01.147.909.8 | 01.147.909.8
011479128 | Vertiv Knürr DCM EARTHQUAKE KIT H2000 W600 | EACH | 01.147.912.8 | 01.147.912.8
011479211 | Vertiv Knürr DCM SPLIT DOOR H2000 W600 perforated | EACH | 01.147.921.1 | 01.147.921.1
011479218 | Vertiv Knürr DCM SPLIT DOOR H2000 W600 perforated | EACH | 01.147.921.8 | 01.147.921.8
011479221 | Vertiv Knürr DCM SPLIT DOOR H2200 W600 perforated | EACH | 01.147.922.1 | 01.147.922.1
011479228 | Vertiv Knürr DCM SPLIT DOOR H2200 W600 perforated | EACH | 01.147.922.8 | 01.147.922.8
011479291 | Vertiv Knürr DCM SPLIT DOOR H2000 W800 perforated | EACH | 01.147.929.1 | 01.147.929.1
011479298 | Vertiv Knürr DCM SPLIT DOOR H2000 W800 perforated | EACH | 01.147.929.8 | 01.147.929.8
011479301 | Vertiv Knürr DCM SPLIT DOOR H2200 W800 perforated | EACH | 01.147.930.1 | 01.147.930.1
011479308 | Vertiv Knürr DCM SPLIT DOOR H2200 W800 perforated | EACH | 01.147.930.8 | 01.147.930.8
011491019 | FILTER MAT Vertiv Knürr Fan Unit CLASS G2 | EACH | 01.149.101.9 | 01.149.101.9
050412999 | SET DOOR LOCKING | EACH | 05.041.299.9 | 05.041.299.9
011430001001 | Vertiv Knürr DCMCOLO H2000 W800 D1100 w/o SIDEP 3-SEC | EACH | 1143.000.100.1 | 1143.000.100.1
011430001002 | Vertiv Knürr DCMCOLO H2000 W800 D1200 w/o SIDEP 3-SEC | EACH | 1143.000.100.2 | 1143.000.100.2
011430001003 | Vertiv Knürr DCMCOLO H2200 W800 D1100 w/o SIDEP 3-SEC | EACH | 1143.000.100.3 | 1143.000.100.3
011430001004 | Vertiv Knürr DCMCOLO H2200 W800 D1200 w/o SIDEP 3-SEC | EACH | 1143.000.100.4 | 1143.000.100.4
011430008001 | Vertiv Knürr DCMCOLO H2000 W800 D1100 w/o SIDEP 3-SEC | EACH | 1143.000.800.1 | 1143.000.800.1
011430008002 | Vertiv Knürr DCMCOLO H2000 W800 D1200 w/o SIDEP 3-SEC | EACH | 1143.000.800.2 | 1143.000.800.2
011430008003 | Vertiv Knürr DCMCOLO H2200 W800 D1100 w/o SIDEP 3-SEC | EACH | 1143.000.800.3 | 1143.000.800.3
011430008004 | Vertiv Knürr DCMCOLO H2200 W800 D1200 w/o SIDEP 3-SEC | EACH | 1143.000.800.4 | 1143.000.800.4
011430011001 | Vertiv Knürr DCMCOLO H2000 W800 D1100 w/o SIDEP 2-SEC | EACH | 1143.001.100.1 | 1143.001.100.1
011430011002 | Vertiv Knürr DCMCOLO H2000 W800 D1200 w/o SIDEP 2-SEC | EACH | 1143.001.100.2 | 1143.001.100.2
011430011003 | Vertiv Knürr DCMCOLO H2200 W800 D1100 w/o SIDEP 2-SEC | EACH | 1143.001.100.3 | 1143.001.100.3
011430011004 | Vertiv Knürr DCMCOLO H2200 W800 D1200 w/o SIDEP 2-SEC | EACH | 1143.001.100.4 | 1143.001.100.4
011430018001 | Vertiv Knürr DCMCOLO H2000 W800 D1100 w/o SIDEP 2-SEC | EACH | 1143.001.800.1 | 1143.001.800.1
011430018002 | Vertiv Knürr DCMCOLO H2000 W800 D1200 w/o SIDEP 2-SEC | EACH | 1143.001.800.2 | 1143.001.800.2
011430018003 | Vertiv Knürr DCMCOLO H2200 W800 D1100 w/o SIDEP 2-SEC | EACH | 1143.001.800.3 | 1143.001.800.3
011430018004 | Vertiv Knürr DCMCOLO H2200 W800 D1200 w/o SIDEP 2-SEC | EACH | 1143.001.800.4 | 1143.001.800.4
011430021001 | Vertiv Knürr DCMCOLO H2000 W800 D1100 w.SIDEP 3-SEC | EACH | 1143.002.100.1 | 1143.002.100.1
011430021002 | Vertiv Knürr DCMCOLO H2000 W800 D1200 w.SIDEP 3-SEC | EACH | 1143.002.100.2 | 1143.002.100.2
011430021003 | Vertiv Knürr DCMCOLO H2200 W800 D1100 w.SIDEP 3-SEC | EACH | 1143.002.100.3 | 1143.002.100.3
011430021004 | Vertiv Knürr DCMCOLO H2200 W800 D1200 w.SIDEP 3-SEC | EACH | 1143.002.100.4 | 1143.002.100.4
011430028001 | Vertiv Knürr DCMCOLO H2000 W800 D1100 w.SIDEP 3-SEC | EACH | 1143.002.800.1 | 1143.002.800.1
011430028002 | Vertiv Knürr DCMCOLO H2000 W800 D1200 w.SIDEP 3-SEC | EACH | 1143.002.800.2 | 1143.002.800.2
011430028003 | Vertiv Knürr DCMCOLO H2200 W800 D1100 w.SIDEP 3-SEC | EACH | 1143.002.800.3 | 1143.002.800.3
011430028004 | Vertiv Knürr DCMCOLO H2200 W800 D1200 w.SIDEP 3-SEC | EACH | 1143.002.800.4 | 1143.002.800.4
011430031001 | Vertiv Knürr DCMCOLO H2000 W800 D1100 w.SIDEP 2-SEC | EACH | 1143.003.100.1 | 1143.003.100.1
011430031002 | Vertiv Knürr DCMCOLO H2000 W800 D1200 w.SIDEP 2-SEC | EACH | 1143.003.100.2 | 1143.003.100.2
011430031003 | Vertiv Knürr DCMCOLO H2200 W800 D1100 w.SIDEP 2-SEC | EACH | 1143.003.100.3 | 1143.003.100.3
011430031004 | Vertiv Knürr DCMCOLO H2200 W800 D1200 w.SIDEP 2-SEC | EACH | 1143.003.100.4 | 1143.003.100.4
011430038001 | Vertiv Knürr DCMCOLO H2000 W800 D1100 w.SIDEP 2-SEC | EACH | 1143.003.800.1 | 1143.003.800.1
011430038002 | Vertiv Knürr DCMCOLO H2000 W800 D1200 w.SIDEP 2-SEC | EACH | 1143.003.800.2 | 1143.003.800.2
011430038003 | Vertiv Knürr DCMCOLO H2200 W800 D1100 w.SIDEP 2-SEC | EACH | 1143.003.800.3 | 1143.003.800.3
011430038004 | Vertiv Knürr DCMCOLO H2200 W800 D1200 w.SIDEP 2-SEC | EACH | 1143.003.800.4 | 1143.003.800.4
011431001001 | Part.wall retrofit. 3Compartm.H2000 D1100 | EACH | 1143.100.100.1 | 1143.100.100.1
011431001002 | Part.wall retrofit. 3Compartm.H2000 D1200 | EACH | 1143.100.100.2 | 1143.100.100.2
011431001003 | Part.wall retrofit. 3Compartm.H2200 D1100 | EACH | 1143.100.100.3 | 1143.100.100.3
011431001004 | Part.wall retrofit. 3Compartm.H2200 D1200 | EACH | 1143.100.100.4 | 1143.100.100.4
011431001005 | Part.wall retrofit. 2Compartm.H2000 D1100 | EACH | 1143.100.100.5 | 1143.100.100.5
011431001006 | Part.wall retrofit. 2Compartm.H2000 D1200 | EACH | 1143.100.100.6 | 1143.100.100.6
011431001007 | Part.wall retrofit. 2Compartm.H2200 D1100 | EACH | 1143.100.100.7 | 1143.100.100.7
011431001008 | Part.wall retrofit. 2Compartm.H2200 D1200 | EACH | 1143.100.100.8 | 1143.100.100.8
011431008001 | Part.wall retrofit. 3Compartm.H2000 D1100 | EACH | 1143.100.800.1 | 1143.100.800.1
011431008002 | Part.wall retrofit. 3Compartm.H2000 D1200 | EACH | 1143.100.800.2 | 1143.100.800.2
011431008003 | Part.wall retrofit. 3Compartm.H2200 D1100 | EACH | 1143.100.800.3 | 1143.100.800.3
011431008004 | Part.wall retrofit. 3Compartm.H2200 D1200 | EACH | 1143.100.800.4 | 1143.100.800.4
011431008005 | Part.wall retrofit. 2Compartm.H2000 D1100 | EACH | 1143.100.800.5 | 1143.100.800.5
011431008006 | Part.wall retrofit. 2Compartm.H2000 D1200 | EACH | 1143.100.800.6 | 1143.100.800.6
011431008007 | Part.wall retrofit. 2Compartm.H2200 D1100 | EACH | 1143.100.800.7 | 1143.100.800.7
011431008008 | Part.wall retrofit. 2Compartm.H2200 D1200 | EACH | 1143.100.800.8 | 1143.100.800.8
011431010001 | Cable duct retrofit short3Compartm.H2000 | EACH | 1143.101.000.1 | 1143.101.000.1
011431010002 | Cable duct retrofit long 3Compartm.H2000 | EACH | 1143.101.000.2 | 1143.101.000.2
011431010003 | Cable duct retrofit short3Compartm.H2200 | EACH | 1143.101.000.3 | 1143.101.000.3
011431010004 | Cable duct retrofit long3Compartm.H2200 | EACH | 1143.101.000.4 | 1143.101.000.4
011431010005 | Cable duct retrofit 2 Compartm.H2000 | EACH | 1143.101.000.5 | 1143.101.000.5
011431010006 | Cable duct retrofit 2 Compartm.H2200 | EACH | 1143.101.000.6 | 1143.101.000.6
011431027001 | 3-point locking system3Compartment | EACH | 1143.102.700.1 | 1143.102.700.1
011431027002 | 3-point locking system2Compartment | EACH | 1143.102.700.2 | 1143.102.700.2
011475701002 | Vertiv Knürr DCM SHEET STEEL SPLIT DOOR H2000 W600 | EACH | 1147.570.100.2 | 1147.570.100.2
011475701003 | Vertiv Knürr DCM SHEET STEEL SPLIT DOOR H2200 W600 | EACH | 1147.570.100.3 | 1147.570.100.3
011475701010 | Vertiv Knürr DCM SHEET STEEL SPLIT DOOR H2000 W800 | EACH | 1147.570.101.0 | 1147.570.101.0
011475701011 | Vertiv Knürr DCM SHEET STEEL SPLIT DOOR H2200 W800 | EACH | 1147.570.101.1 | 1147.570.101.1
011475708002 | Vertiv Knürr DCM SHEET STEEL SPLIT DOOR H2000 W600 | EACH | 1147.570.800.2 | 1147.570.800.2
011475708003 | Vertiv Knürr DCM SHEET STEEL SPLIT DOOR H2200 W600 | EACH | 1147.570.800.3 | 1147.570.800.3
011475708010 | Vertiv Knürr DCM SHEET STEEL SPLIT DOOR H2000 W800 | EACH | 1147.570.801.0 | 1147.570.801.0
011475708011 | Vertiv Knürr DCM SHEET STEEL SPLIT DOOR H2200 W800 | EACH | 1147.570.801.1 | 1147.570.801.1
011475711002 | Vertiv Knürr DCM GLASS SPLIT DOOR H2000 W600 | EACH | 1147.571.100.2 | 1147.571.100.2
011475711003 | Vertiv Knürr DCM GLASS SPLIT DOOR H2200 W600 | EACH | 1147.571.100.3 | 1147.571.100.3
011475711010 | Vertiv Knürr DCM GLASS SPLIT DOOR H2000 W800 | EACH | 1147.571.101.0 | 1147.571.101.0
011475711011 | Vertiv Knürr DCM GLASS SPLIT DOOR H2200 W800 | EACH | 1147.571.101.1 | 1147.571.101.1
011475718002 | Vertiv Knürr DCM GLASS SPLIT DOOR H2000 W600 | EACH | 1147.571.800.2 | 1147.571.800.2
011475718003 | Vertiv Knürr DCM GLASS SPLIT DOOR H2200 W600 | EACH | 1147.571.800.3 | 1147.571.800.3
011475718010 | Vertiv Knürr DCM GLASS SPLIT DOOR H2000 W800 | EACH | 1147.571.801.0 | 1147.571.801.0
011475718011 | Vertiv Knürr DCM GLASS SPLIT DOOR H2200 W800 | EACH | 1147.571.801.1 | 1147.571.801.1
011478711004 | SIDE PANEL DCM/MIR2 COMPL H2000 D600 | EACH | 1147.871.100.4 | 1147.871.100.4
011478711005 | SIDE PANEL DCM/MIR2 COMPL H2000 D800 | EACH | 1147.871.100.5 | 1147.871.100.5
011478711007 | SIDE PANEL DCM/MIR2 COMPL H2200 D600 | EACH | 1147.871.100.7 | 1147.871.100.7
011478711008 | SIDE PANEL DCM/MIR2 COMPL H2200 D800 | EACH | 1147.871.100.8 | 1147.871.100.8
011478718004 | SIDE PANEL DCM/MIR2 COMPL H2000 D600 | EACH | 1147.871.800.4 | 1147.871.800.4
011478718005 | SIDE PANEL DCM/MIR2 COMPL H2000 D800 | EACH | 1147.871.800.5 | 1147.871.800.5
011478718007 | SIDE PANEL DCM/MIR2 COMPL H2200 D600 | EACH | 1147.871.800.7 | 1147.871.800.7
011478718008 | SIDE PANEL DCM/MIR2 COMPL H2200 D800 | EACH | 1147.871.800.8 | 1147.871.800.8
011570051022 | Vertiv Knürr MIR2 Network Rack H2000 W800 D600 | EACH | 1157.005.102.2 | 1157.005.102.2
011570051024 | Vertiv Knürr MIR2 Network Rack H2000 W800 D800 | EACH | 1157.005.102.4 | 1157.005.102.4
011570051026 | Vertiv Knürr MIR2 Network Rack H2000 W800 D1000 | EACH | 1157.005.102.6 | 1157.005.102.6
011570051032 | Vertiv Knürr MIR2 Network Rack H2200 W800 D600 | EACH | 1157.005.103.2 | 1157.005.103.2
011570051034 | Vertiv Knürr MIR2 Network Rack H2200 W800 D800 | EACH | 1157.005.103.4 | 1157.005.103.4
011570051036 | Vertiv Knürr MIR2 Network Rack H2200 W800 D1000 | EACH | 1157.005.103.6 | 1157.005.103.6
011570058022 | Vertiv Knürr MIR2 Network Rack H2000 W800 D600 | EACH | 1157.005.802.2 | 1157.005.802.2
011570058024 | Vertiv Knürr MIR2 Network Rack H2000 W800 D800 | EACH | 1157.005.802.4 | 1157.005.802.4
011570058026 | Vertiv Knürr MIR2 Network Rack H2000 W800 D1000 | EACH | 1157.005.802.6 | 1157.005.802.6
011570058032 | Vertiv Knürr MIR2 Network Rack H2200 W800 D600 | EACH | 1157.005.803.2 | 1157.005.803.2
011570058034 | Vertiv Knürr MIR2 Network Rack H2200 W800 D800 | EACH | 1157.005.803.4 | 1157.005.803.4
011570058036 | Vertiv Knürr MIR2 Network Rack H2200 W800 D1000 | EACH | 1157.005.803.6 | 1157.005.803.6
011570071026 | Vertiv Knürr MIR2 Server Rack H2000 W600 D1000 | EACH | 1157.007.102.6 | 1157.007.102.6
011570071028 | Vertiv Knürr MIR2 Server Rack H2000 W600 D1200 | EACH | 1157.007.102.8 | 1157.007.102.8
011570071036 | Vertiv Knürr MIR2 Server Rack H2200 W600 D1000 | EACH | 1157.007.103.6 | 1157.007.103.6
011570071038 | Vertiv Knürr MIR2 Server Rack H2200 W600 D1200 | EACH | 1157.007.103.8 | 1157.007.103.8
011570078026 | Vertiv Knürr MIR2 Server Rack H2000 W600 D1000 | EACH | 1157.007.802.6 | 1157.007.802.6
011570078028 | Vertiv Knürr MIR2 Server Rack H2000 W600 D1200 | EACH | 1157.007.802.8 | 1157.007.802.8
011570078036 | Vertiv Knürr MIR2 Server Rack H2200 W600 D1000 | EACH | 1157.007.803.6 | 1157.007.803.6
011570078038 | Vertiv Knürr MIR2 Server Rack H2200 W600 D1200 | EACH | 1157.007.803.8 | 1157.007.803.8
011570111026 | Vertiv Knürr MIR2 Server Rack H2000 W800 D1000 | EACH | 1157.011.102.6 | 1157.011.102.6
011570111028 | Vertiv Knürr MIR2 Server Rack H2000 W800 D1200 | EACH | 1157.011.102.8 | 1157.011.102.8
011570111036 | Vertiv Knürr MIR2 Server Rack H2200 W800 D1000 | EACH | 1157.011.103.6 | 1157.011.103.6
011570111038 | Vertiv Knürr MIR2 Server Rack H2200 W800 D1200 | EACH | 1157.011.103.8 | 1157.011.103.8
011570118026 | Vertiv Knürr MIR2 Server Rack H2000 W800 D1000 | EACH | 1157.011.802.6 | 1157.011.802.6
011570118028 | Vertiv Knürr MIR2 Server Rack H2000 W800 D1200 | EACH | 1157.011.802.8 | 1157.011.802.8
011570118036 | Vertiv Knürr MIR2 Server Rack H2200 W800 D1000 | EACH | 1157.011.803.6 | 1157.011.803.6
011570118038 | Vertiv Knürr MIR2 Server Rack H2200 W800 D1200 | EACH | 1157.011.803.8 | 1157.011.803.8
011570159001 | GROUNDING SET SIDE PANEL/BACKSIDE PANEL | EACH | 1157.015.900.1 | 1157.015.900.1
011570159002 | GROUNDING SET TOP COVER Vertiv Knürr DCM MIR2.0 | EACH | 1157.015.900.2 | 1157.015.900.2
011570159003 | GROUNDING SET DOOR Vertiv Knürr DCM MIR2.0 | EACH | 1157.015.900.3 | 1157.015.900.3
011570159004 | GROUNDING SET SPLIT DOOR Vertiv Knürr DCM MIR2.0 | EACH | 1157.015.900.4 | 1157.015.900.4
011570169001 | BRUSH STRIP F.D800 SETa4PCS L399MM BH70 | EACH | 1157.016.900.1 | 1157.016.900.1
011570169003 | BRUSH STRIP F.D1000 SETa4PCS L599MM BH70 | EACH | 1157.016.900.3 | 1157.016.900.3
011570169004 | BRUSH STRIP F.D1100 SETa4PCS L699MM BH70 | EACH | 1157.016.900.4 | 1157.016.900.4
011570169005 | BRUSH STRIP F.D1200 SETa4PCS L799MM BH70 | EACH | 1157.016.900.5 | 1157.016.900.5
011570250001 | BOTTOM COVER W600 L155 PERFORATED | EACH | 1157.025.000.1 | 1157.025.000.1
011570250003 | BOTTOM COVER W800 L155 PERFORATED | EACH | 1157.025.000.3 | 1157.025.000.3
011570400001 | BOTTOM COVER SET CLOSED W600 D800 | EACH | 1157.040.000.1 | 1157.040.000.1
011570400003 | BOTTOM COVER SET CLOSED W600 D1000 | EACH | 1157.040.000.3 | 1157.040.000.3
011570400004 | BOTTOM COVER SET CLOSED W600 D1100 | EACH | 1157.040.000.4 | 1157.040.000.4
011570400005 | BOTTOM COVER SET CLOSED W600 D1200 | EACH | 1157.040.000.5 | 1157.040.000.5
011570400006 | BOTTOM COVER SET CLOSED W800 D800 | EACH | 1157.040.000.6 | 1157.040.000.6
011570400008 | BOTTOM COVER SET CLOSED W800 D1000 | EACH | 1157.040.000.8 | 1157.040.000.8
011570400009 | BOTTOM COVER SET CLOSED W800 D1100 | EACH | 1157.040.000.9 | 1157.040.000.9
011570400010 | BOTTOM COVER SET CLOSED W800 D1200 | EACH | 1157.040.001.0 | 1157.040.001.0
011570410001 | BOTTOM COVER SET W600 D800 CE | EACH | 1157.041.000.1 | 1157.041.000.1
011570410003 | BOTTOM COVER SET W800 D800 CE | EACH | 1157.041.000.3 | 1157.041.000.3
011570420001 | BOTTOM COVER SET W600 D800 CPL CLOSED CASTOR | EACH | 1157.042.000.1 | 1157.042.000.1
011570420003 | BOTTOM COVER SET W800 D800 CPL CLOSED CASTOR | EACH | 1157.042.000.3 | 1157.042.000.3
011570450001 | BOTTOM SET STAT.W600 D800 CE REAR WITH BS | EACH | 1157.045.000.1 | 1157.045.000.1
011570450003 | BOTTOM SET STAT.W600 D1000 CE REAR WITH BS | EACH | 1157.045.000.3 | 1157.045.000.3
011570450004 | BOTTOM SET STAT.W600 D1100 CE REAR WITH BS | EACH | 1157.045.000.4 | 1157.045.000.4
011570450005 | BOTTOM SET STAT.W600 D1200 CE REAR WITH BS | EACH | 1157.045.000.5 | 1157.045.000.5
011570450006 | BOTTOM SET STAT.W800 D800 CE REAR WITH BS | EACH | 1157.045.000.6 | 1157.045.000.6
011570450008 | BOTTOM SET STAT.W800 D1000 CE REAR WITH BS | EACH | 1157.045.000.8 | 1157.045.000.8
011570450009 | BOTTOM SET STAT.W800D1100 CE REAR WITH BS | EACH | 1157.045.000.9 | 1157.045.000.9
011570450010 | BOTTOM SET STAT.W800 D1200 CE REAR WITH BS | EACH | 1157.045.001.0 | 1157.045.001.0
011570501001 | TOP COVER CLOSED+CE REAR CPL. W600 D1000 | EACH | 1157.050.100.1 | 1157.050.100.1
011570501002 | TOP COVER CLOSED+CE REAR W600 D1100 | EACH | 1157.050.100.2 | 1157.050.100.2
011570501003 | TOP COVER CLOSED+CE REAR W600 D1200 | EACH | 1157.050.100.3 | 1157.050.100.3
011570501004 | TOP COVER CLOSED+CE REAR W800 D1000 | EACH | 1157.050.100.4 | 1157.050.100.4
011570501005 | TOP COVER CLOSED+CE REAR W800 D1100 | EACH | 1157.050.100.5 | 1157.050.100.5
011570501006 | TOP COVER CLOSED+CE REAR W800 D1200 | EACH | 1157.050.100.6 | 1157.050.100.6
011570501007 | TOP COVER CLOSED+CE REAR CPL. W600 D600 | EACH | 1157.050.100.7 | 1157.050.100.7
011570501008 | TOP COVER CLOSED+CE REAR CPL. W600 D800 | EACH | 1157.050.100.8 | 1157.050.100.8
011570501011 | TOP COVER CLOSED+CE REAR CPL. W800 D600 | EACH | 1157.050.101.1 | 1157.050.101.1
011570501012 | TOP COVER CLOSED+CE REAR CPL. W800 D800 | EACH | 1157.050.101.2 | 1157.050.101.2
011570508001 | TOP COVER CLOSED+CE REAR CPL. W600 D1000 | EACH | 1157.050.800.1 | 1157.050.800.1
011570508002 | TOP COVER CLOSED+CE REAR W600 D1100 | EACH | 1157.050.800.2 | 1157.050.800.2
011570508003 | TOP COVER CLOSED+CE REAR W600 D1200 | EACH | 1157.050.800.3 | 1157.050.800.3
011570508004 | TOP COVER CLOSED+CE REAR W800 D1000 | EACH | 1157.050.800.4 | 1157.050.800.4
011570508005 | TOP COVER CLOSED+CE REAR W800 D1100 | EACH | 1157.050.800.5 | 1157.050.800.5
011570508006 | TOP COVER CLOSED+CE REAR W800 D1200 | EACH | 1157.050.800.6 | 1157.050.800.6
011570508007 | TOP COVER CLOSED+CE REAR CPL. W600 D600 | EACH | 1157.050.800.7 | 1157.050.800.7
011570508008 | TOP COVER CLOSED+CE REAR CPL. W600 D800 | EACH | 1157.050.800.8 | 1157.050.800.8
011570508011 | TOP COVER CLOSED+CE REAR CPL. W800 D600 | EACH | 1157.050.801.1 | 1157.050.801.1
011570508012 | TOP COVER CLOSED+CE REAR CPL. W800 D800 | EACH | 1157.050.801.2 | 1157.050.801.2
011570511001 | TOP RAISED COVER W.DIST.W600 D600 CE REAR | EACH | 1157.051.100.1 | 1157.051.100.1
011570511002 | TOP RAISED COVER W.DIST.W600 D800 CE REAR | EACH | 1157.051.100.2 | 1157.051.100.2
011570511004 | TOP RAISED COVER W.DIST.W600 D1000 CE REAR | EACH | 1157.051.100.4 | 1157.051.100.4
011570511005 | TOP RAISED COVER W.DIST.W800 D600 CE REAR | EACH | 1157.051.100.5 | 1157.051.100.5
011570511006 | TOP RAISED COVER W.DIST.W800 D800 CE REAR | EACH | 1157.051.100.6 | 1157.051.100.6
011570511008 | TOP RAISED COVER W.DIST.W800 D1000CE REAR | EACH | 1157.051.100.8 | 1157.051.100.8
011570511009 | TOP RAISED COVER W.DIST.W800 D1100 CE REAR | EACH | 1157.051.100.9 | 1157.051.100.9
011570511010 | TOP RAISED COVER W.DIST.W800 D1200 CE REAR | EACH | 1157.051.101.0 | 1157.051.101.0
011570511011 | TOP RAISED COVER W.DIST.W600 D1100 CE REAR | EACH | 1157.051.101.1 | 1157.051.101.1
011570511012 | TOP RAISED COVER W.DIST.W600 D1200 CE REAR | EACH | 1157.051.101.2 | 1157.051.101.2
011570518001 | TOP RAISED COVER W.DIST.W600 D600 CE REAR | EACH | 1157.051.800.1 | 1157.051.800.1
011570518002 | TOP RAISED COVER W.DIST.W600 D800 CE REAR | EACH | 1157.051.800.2 | 1157.051.800.2
011570518004 | TOP RAISED COVER W.DIST.W600 D1000 CE REAR | EACH | 1157.051.800.4 | 1157.051.800.4
011570518005 | TOP RAISED COVER W.DIST.W800D600 CE REAR | EACH | 1157.051.800.5 | 1157.051.800.5
011570518006 | TOP RAISED COVER W.DIST.W800D800 CE REAR | EACH | 1157.051.800.6 | 1157.051.800.6
011570518008 | TOP RAISED COVER W.DIST.W800 D1000 CE REAR | EACH | 1157.051.800.8 | 1157.051.800.8
011570518009 | TOP RAISED COVER W.DIST.W800 D1100 CE REAR | EACH | 1157.051.800.9 | 1157.051.800.9
011570518010 | TOP RAISED COVER W.DIST.W800 D1200 CE REAR | EACH | 1157.051.801.0 | 1157.051.801.0
011570518011 | TOP RAISED COVER W.DIST.W600 D1100 CE REAR | EACH | 1157.051.801.1 | 1157.051.801.1
011570518012 | TOP RAISED COVER W.DIST.W600 D1200 CE REAR | EACH | 1157.051.801.2 | 1157.051.801.2
011570521001 | TOP RAISED COVER W.DIST.W800 D1000 CE REAR | EACH | 1157.052.100.1 | 1157.052.100.1
011570521003 | TOP FAN COVER CPL.W600 D1000 CE REAR | EACH | 1157.052.100.3 | 1157.052.100.3
011570521004 | TOP FAN COVER CPL.W800 D800 CE REAR | EACH | 1157.052.100.4 | 1157.052.100.4
011570521006 | TOP FAN COVER CPL.W800 D1000 CE REAR | EACH | 1157.052.100.6 | 1157.052.100.6
011570521007 | TOP FAN COVER CPL.W600 D1100 CE REAR | EACH | 1157.052.100.7 | 1157.052.100.7
011570521008 | TOP FAN COVER CPL.W600 D1200 CE REAR | EACH | 1157.052.100.8 | 1157.052.100.8
011570521009 | TOP FAN COVER CPL.W800 D1100 CE REAR | EACH | 1157.052.100.9 | 1157.052.100.9
011570521010 | TOP FAN COVER CPL.W800 D1200 CE REAR | EACH | 1157.052.101.0 | 1157.052.101.0
011570528001 | TOP RAISED COVER W.DIST.W800 D1000 CE REAR | EACH | 1157.052.800.1 | 1157.052.800.1
011570528003 | TOP FAN COVER CPL.W600 D1000 CE REAR | EACH | 1157.052.800.3 | 1157.052.800.3
011570528004 | TOP FAN COVER CPL.W800 D800 CE REAR | EACH | 1157.052.800.4 | 1157.052.800.4
011570528006 | TOP FAN COVER CPL.W800 D1000 CE REAR | EACH | 1157.052.800.6 | 1157.052.800.6
011570528007 | TOP FAN COVER CPL.W600 D1100 CE REAR | EACH | 1157.052.800.7 | 1157.052.800.7
011570528008 | TOP FAN COVER CPL.W600 D1200 CE REAR | EACH | 1157.052.800.8 | 1157.052.800.8
011570528009 | TOP FAN COVER CPL.W800 D1100 CE REAR | EACH | 1157.052.800.9 | 1157.052.800.9
011570528010 | TOP FAN COVER CPL.W800 D1200 CE REAR | EACH | 1157.052.801.0 | 1157.052.801.0
011570551001 | PLINTH 100mm hight, W600 D600 | EACH | 1157.055.100.1 | 1157.055.100.1
011570551002 | PLINTH 100mm hight, W600 D800 | EACH | 1157.055.100.2 | 1157.055.100.2
011570551007 | PLINTH 100mm hight, W800 D600 | EACH | 1157.055.100.7 | 1157.055.100.7
011570551008 | PLINTH 100mm hight, W800 D800 | EACH | 1157.055.100.8 | 1157.055.100.8
011570558001 | PLINTH 100mm hight, W600 D600 | EACH | 1157.055.800.1 | 1157.055.800.1
011570558002 | PLINTH 100mm hight, W600 D800 | EACH | 1157.055.800.2 | 1157.055.800.2
011570558007 | PLINTH 100mm hight, W800 D600 | EACH | 1157.055.800.7 | 1157.055.800.7
011570558008 | PLINTH 100mm hight, W800 D800 | EACH | 1157.055.800.8 | 1157.055.800.8
011570561001 | PLINTH H200 LAN W600 D600 | EACH | 1157.056.100.1 | 1157.056.100.1
011570561002 | PLINTH H200 LAN W600 D800 | EACH | 1157.056.100.2 | 1157.056.100.2
011570561007 | PLINTH H200 W800 D600 | EACH | 1157.056.100.7 | 1157.056.100.7
011570561008 | PLINTH H200 W800 D800 | EACH | 1157.056.100.8 | 1157.056.100.8
011570568001 | PLINTH H200 LAN W600 D600 | EACH | 1157.056.800.1 | 1157.056.800.1
011570568002 | PLINTH H200 LAN W600 D800 | EACH | 1157.056.800.2 | 1157.056.800.2
011570568007 | PLINTH H200 W800 D600 | EACH | 1157.056.800.7 | 1157.056.800.7
011570568008 | PLINTH H200 W800 D800 | EACH | 1157.056.800.8 | 1157.056.800.8
011570601001 | PLINTH H100 LAN W600 D600 WITH VENTS | EACH | 1157.060.100.1 | 1157.060.100.1
011570601002 | PLINTH H100 LAN W600 D800 WITH VENTS | EACH | 1157.060.100.2 | 1157.060.100.2
011570601004 | PLINTH H100 LAN W600 D1000 WITH VENTS | EACH | 1157.060.100.4 | 1157.060.100.4
011570601005 | PLINTH H100 LAN W600 D1100 WITH VENTS | EACH | 1157.060.100.5 | 1157.060.100.5
011570601006 | PLINTH H100 LAN W600 D1200 WITH VENTS | EACH | 1157.060.100.6 | 1157.060.100.6
011570601007 | PLINTH H100 LAN W800 D600 WITH VENTS | EACH | 1157.060.100.7 | 1157.060.100.7
011570601008 | PLINTH H100 LAN W800 D800 WITH VENTS | EACH | 1157.060.100.8 | 1157.060.100.8
011570601010 | PLINTH H100 LAN W800 D1000 WITH VENTS | EACH | 1157.060.101.0 | 1157.060.101.0
011570601011 | PLINTH H100 LAN W800 D1100 WITH VENTS | EACH | 1157.060.101.1 | 1157.060.101.1
011570601012 | PLINTH H100 LAN W800 D1200 WITH VENTS | EACH | 1157.060.101.2 | 1157.060.101.2
011570608001 | PLINTH H100 LAN W600 D600 WITH VENTS | EACH | 1157.060.800.1 | 1157.060.800.1
011570608002 | PLINTH H100 LAN W600 D800 WITH VENTS | EACH | 1157.060.800.2 | 1157.060.800.2
011570608004 | PLINTH H100 LAN W600 D1000 WITH VENTS | EACH | 1157.060.800.4 | 1157.060.800.4
011570608005 | PLINTH H100 LAN W600 D1100 WITH VENTS | EACH | 1157.060.800.5 | 1157.060.800.5
011570608006 | PLINTH H100 LAN W600 D1200 WITH VENTS | EACH | 1157.060.800.6 | 1157.060.800.6
011570608007 | PLINTH H100 LAN W800 D600 WITH VENTS | EACH | 1157.060.800.7 | 1157.060.800.7
011570608008 | PLINTH H100 LAN W800 D800 WITH VENTS | EACH | 1157.060.800.8 | 1157.060.800.8
011570608010 | PLINTH H100 LAN W800 D1000 WITH VENTS | EACH | 1157.060.801.0 | 1157.060.801.0
011570608011 | PLINTH H100 LAN W800 D1100 WITH VENTS | EACH | 1157.060.801.1 | 1157.060.801.1
011570608012 | PLINTH H100 LAN W800 D1200 WITH VENTS | EACH | 1157.060.801.2 | 1157.060.801.2
011570651001 | PLINTH H200 LAN W600 D600 WITH VENTS | EACH | 1157.065.100.1 | 1157.065.100.1
011570651002 | PLINTH H200 LAN W600 D800 WITH VENTS | EACH | 1157.065.100.2 | 1157.065.100.2
011570651004 | PLINTH H200 LAN W600 D1000 WITH VENTS | EACH | 1157.065.100.4 | 1157.065.100.4
011570651005 | PLINTH H200 LAN W600 D1100 WITH VENTS | EACH | 1157.065.100.5 | 1157.065.100.5
011570651006 | PLINTH H200 LAN W600 D1200 WITH VENTS | EACH | 1157.065.100.6 | 1157.065.100.6
011570651007 | PLINTH H200 LAN W800 D600 WITH VENTS | EACH | 1157.065.100.7 | 1157.065.100.7
011570651008 | PLINTH H200 LAN W800 D800 WITH VENTS | EACH | 1157.065.100.8 | 1157.065.100.8
011570651010 | PLINTH H200 LAN W800 D1000 WITH VENTS | EACH | 1157.065.101.0 | 1157.065.101.0
011570651011 | PLINTH H200 LAN W800 D1100 WITH VENTS | EACH | 1157.065.101.1 | 1157.065.101.1
011570651012 | PLINTH H200 LAN W800 D1200 WITH VENTS | EACH | 1157.065.101.2 | 1157.065.101.2
011570658001 | PLINTH H200 LAN W600 D600 WITH VENTS | EACH | 1157.065.800.1 | 1157.065.800.1
011570658002 | PLINTH H200 LAN W600 D800 WITH VENTS | EACH | 1157.065.800.2 | 1157.065.800.2
011570658004 | PLINTH H200 LAN W600 D1000 WITH VENTS | EACH | 1157.065.800.4 | 1157.065.800.4
011570658005 | PLINTH H200 LAN W600 D1100 WITH VENTS | EACH | 1157.065.800.5 | 1157.065.800.5
011570658006 | PLINTH H200 LAN W600 D1200 WITH VENTS | EACH | 1157.065.800.6 | 1157.065.800.6
011570658007 | PLINTH H200 LAN W800 D600 WITH VENTS | EACH | 1157.065.800.7 | 1157.065.800.7
011570658008 | PLINTH H200 LAN W800 D800 WITH VENTS | EACH | 1157.065.800.8 | 1157.065.800.8
011570658010 | PLINTH H200 LAN W800 D1000 WITH VENTS | EACH | 1157.065.801.0 | 1157.065.801.0
011570658011 | PLINTH H200 LAN W800 D1100 WITH VENTS | EACH | 1157.065.801.1 | 1157.065.801.1
011570658012 | PLINTH H200 LAN W800 D1200 WITH VENTS | EACH | 1157.065.801.2 | 1157.065.801.2
011570731001 | CASTER BRACKET W600 SET FRONT/REAR | EACH | 1157.073.100.1 | 1157.073.100.1
011570731003 | CASTER BRACKET W800 SET FRONT/REAR | EACH | 1157.073.100.3 | 1157.073.100.3
011570738001 | CASTER BRACKET W600 SET FRONT/REAR | EACH | 1157.073.800.1 | 1157.073.800.1
011570738003 | CASTER BRACKET W800 SET FRONT/REAR | EACH | 1157.073.800.3 | 1157.073.800.3
011570801003 | REAR PANEL Vertiv Knürr DCM/MIR2 CPL H2000 D600 | EACH | 1157.080.100.3 | 1157.080.100.3
011570801004 | REAR PANEL Vertiv Knürr DCM/MIR2 CPL H2000 D800 | EACH | 1157.080.100.4 | 1157.080.100.4
011570801005 | REAR PANEL Vertiv Knürr DCM/MIR2 CPL H2200 D600 | EACH | 1157.080.100.5 | 1157.080.100.5
011570801006 | REAR PANEL Vertiv Knürr DCM/MIR2 CPL H2200 D800 | EACH | 1157.080.100.6 | 1157.080.100.6
011570808003 | REAR PANEL Vertiv Knürr DCM/MIR2 CPL H2000 D600 | EACH | 1157.080.800.3 | 1157.080.800.3
011570808004 | REAR PANEL Vertiv Knürr DCM/MIR2 CPL H2000 D800 | EACH | 1157.080.800.4 | 1157.080.800.4
011570808005 | REAR PANEL Vertiv Knürr DCM/MIR2 CPL H2200 D600 | EACH | 1157.080.800.5 | 1157.080.800.5
011570808006 | REAR PANEL Vertiv Knürr DCM/MIR2 CPL H2200 D800 | EACH | 1157.080.800.6 | 1157.080.800.6
011570901007 | GLASS SINGLE DOOR H2000 W600 180° ANGLE | EACH | 1157.090.100.7 | 1157.090.100.7
011570901009 | GLASS SINGLE DOOR H2000 W800 180° ANGLE | EACH | 1157.090.100.9 | 1157.090.100.9
011570901010 | GLASS SINGLE DOOR H2200 W600 180° ANGLE | EACH | 1157.090.101.0 | 1157.090.101.0
011570901012 | GLASS SINGLE DOOR H2200 W800 180° ANGLE | EACH | 1157.090.101.2 | 1157.090.101.2
011570908007 | GLASS SINGLE DOOR H2000 W600 180° ANGLE | EACH | 1157.090.800.7 | 1157.090.800.7
011570908009 | GLASS SINGLE DOOR H2000 W800 180° ANGLE | EACH | 1157.090.800.9 | 1157.090.800.9
011570908010 | GLASS SINGLE DOOR H2200 W600 180° ANGLE | EACH | 1157.090.801.0 | 1157.090.801.0
011570908012 | GLASS SINGLE DOOR H2200 W800 180° ANGLE | EACH | 1157.090.801.2 | 1157.090.801.2
011570911007 | GLASS DOUBLE DOOR H2000 W600 180° ANGLE | EACH | 1157.091.100.7 | 1157.091.100.7
011570911009 | GLASS DOUBLE DOOR H2000 W800 180° ANGLE | EACH | 1157.091.100.9 | 1157.091.100.9
011570911010 | GLASS DOUBLE DOOR H2200 W600 180° ANGLE | EACH | 1157.091.101.0 | 1157.091.101.0
011570911012 | GLASS DOUBLE DOOR H2200 W800 180° ANGLE | EACH | 1157.091.101.2 | 1157.091.101.2
011570918007 | GLASS DOUBLE DOOR H2000 W600 180° ANGLE | EACH | 1157.091.800.7 | 1157.091.800.7
011570918009 | GLASS DOUBLE DOOR H2000 W800 180° ANGLE | EACH | 1157.091.800.9 | 1157.091.800.9
011570918010 | GLASS DOUBLE DOOR H2200 W600 180° ANGLE | EACH | 1157.091.801.0 | 1157.091.801.0
011570918012 | GLASS DOUBLE DOOR H2200 W800 180° ANGLE | EACH | 1157.091.801.2 | 1157.091.801.2
011570921007 | PERFORATED SINGLE DOOR H2000 W600 180° | EACH | 1157.092.100.7 | 1157.092.100.7
011570921009 | PERFORATED SINGLE DOOR H2000 W800 180° | EACH | 1157.092.100.9 | 1157.092.100.9
011570921010 | PERFORATED SINGLE DOOR H2200 W600 180° | EACH | 1157.092.101.0 | 1157.092.101.0
011570921012 | PERFORATED SINGLE DOOR H2200 W800 180° | EACH | 1157.092.101.2 | 1157.092.101.2
011570928007 | PERFORATED SINGLE DOOR H2000 W600 180° | EACH | 1157.092.800.7 | 1157.092.800.7
011570928009 | PERFORATED SINGLE DOOR H2000 W800 180° | EACH | 1157.092.800.9 | 1157.092.800.9
011570928010 | PERFORATED SINGLE DOOR H2200 W600 180° | EACH | 1157.092.801.0 | 1157.092.801.0
011570928012 | PERFORATED SINGLE DOOR H2200 W800 180° | EACH | 1157.092.801.2 | 1157.092.801.2
011570931007 | PERFORATED DOUBLE DOOR H2000 W600 180° | EACH | 1157.093.100.7 | 1157.093.100.7
011570931009 | PERFORATED DOUBLE DOOR H2000 W800 180° | EACH | 1157.093.100.9 | 1157.093.100.9
011570931010 | PERFORATED DOUBLE DOOR H2200 W600 180° | EACH | 1157.093.101.0 | 1157.093.101.0
011570931012 | PERFORATED DOUBLE DOOR H2200 W800 180° | EACH | 1157.093.101.2 | 1157.093.101.2
011570938007 | PERFORATED DOUBLE DOOR H2000 W600 180° | EACH | 1157.093.800.7 | 1157.093.800.7
011570938009 | PERFORATED DOUBLE DOOR H2000 W800 180° | EACH | 1157.093.800.9 | 1157.093.800.9
011570938010 | PERFORATED DOUBLE DOOR H2200 W600 180° | EACH | 1157.093.801.0 | 1157.093.801.0
011570938012 | PERFORATED DOUBLE DOOR H2200 W800 180° | EACH | 1157.093.801.2 | 1157.093.801.2
011570941007 | STEEL SINGLE DOOR H2000 W600 180° ANGLE | EACH | 1157.094.100.7 | 1157.094.100.7
011570941009 | STEEL SINGLE DOOR H2000 W800 180° ANGLE | EACH | 1157.094.100.9 | 1157.094.100.9
011570941010 | STEEL SINGLE DOOR H2200 W600 180° ANGLE | EACH | 1157.094.101.0 | 1157.094.101.0
011570941012 | STEEL SINGLE DOOR H2200 W800 180° ANGLE | EACH | 1157.094.101.2 | 1157.094.101.2
011570948007 | STEEL SINGLE DOOR H2000 W600 180° ANGLE | EACH | 1157.094.800.7 | 1157.094.800.7
011570948009 | STEEL SINGLE DOOR H2000 W800 180° ANGLE | EACH | 1157.094.800.9 | 1157.094.800.9
011570948010 | STEEL SINGLE DOOR H2200 W600 180° ANGLE | EACH | 1157.094.801.0 | 1157.094.801.0
011570948012 | STEEL SINGLE DOOR H2200 W800 180° ANGLE | EACH | 1157.094.801.2 | 1157.094.801.2
011570951007 | STEEL DOUBLE DOOR H2000 W600 180° ANGLE | EACH | 1157.095.100.7 | 1157.095.100.7
011570951009 | STEEL DOUBLE DOOR H2000 W800 180° ANGLE | EACH | 1157.095.100.9 | 1157.095.100.9
011570951010 | STEEL DOUBLE DOOR H2200 W600 180° ANGLE | EACH | 1157.095.101.0 | 1157.095.101.0
011570951012 | STEEL DOUBLE DOOR H2200 W800 180° ANGLE | EACH | 1157.095.101.2 | 1157.095.101.2
011570958007 | STEEL DOUBLE DOOR H2000 W600 180° ANGLE | EACH | 1157.095.800.7 | 1157.095.800.7
011570958009 | STEEL DOUBLE DOOR H2000 W800 180° ANGLE | EACH | 1157.095.800.9 | 1157.095.800.9
011570958010 | STEEL DOUBLE DOOR H2200 W600 180° ANGLE | EACH | 1157.095.801.0 | 1157.095.801.0
011570958012 | STEEL DOUBLE DOOR H2200 W800 180° ANGLE | EACH | 1157.095.801.2 | 1157.095.801.2
011571020003 | 19"-LAN T-Slot, W600, H2000 42U, without cross beam, front and back side | EACH | 1157.102.000.3 | 1157.102.000.3
011571020004 | 19"-LAN T-Slot, W600, H2200 47U, without cross beam, front and back side | EACH | 1157.102.000.4 | 1157.102.000.4
011571050003 | 19"-LAN T-Slot, W800, H2000 42U, with cross beam, front side | EACH | 1157.105.000.3 | 1157.105.000.3
011571050004 | 19"-LAN T-Slot, W800, H2200 47U, with cross beam, front side | EACH | 1157.105.000.4 | 1157.105.000.4
011571060003 | 19"-LAN T-Slot, W800, H2000 42U, without cross beam, back side | EACH | 1157.106.000.3 | 1157.106.000.3
011571060004 | 19"-LAN T-Slot, W800, H2200 47U, without cross beam, back side | EACH | 1157.106.000.4 | 1157.106.000.4
011571107003 | 19" VERTICAL EXTRUSION MOUNTING HOLES | EACH | 1157.110.700.3 | 1157.110.700.3
011571107004 | 19" VERTICAL EXTRUSION MOUNTING HOLES | EACH | 1157.110.700.4 | 1157.110.700.4
011571137003 | 19" VERTICAL EXTRUSION MOUNTING HOLES | EACH | 1157.113.700.3 | 1157.113.700.3
011571137004 | 19" VERTICAL EXTRUSION MOUNTING HOLES | EACH | 1157.113.700.4 | 1157.113.700.4
011571147003 | 19" VERTICAL EXTRUSION H2000 | EACH | 1157.114.700.3 | 1157.114.700.3
011571147004 | 19" VERTICAL EXTRUSION H2200 | EACH | 1157.114.700.4 | 1157.114.700.4
011571301003 | SWING FRAME W800 H2000 | EACH | 1157.130.100.3 | 1157.130.100.3
011571301004 | SWING FRAME W800 H2200 | EACH | 1157.130.100.4 | 1157.130.100.4
011571308003 | SWING FRAME W800 H2000 | EACH | 1157.130.800.3 | 1157.130.800.3
011571308004 | SWING FRAME W800 H2200 | EACH | 1157.130.800.4 | 1157.130.800.4
011571401001 | WALL BRACKET L739.5 | EACH | 1157.140.100.1 | 1157.140.100.1
011571408001 | WALL BRACKET L739.5 | EACH | 1157.140.800.1 | 1157.140.800.1
DB6GCGSSCFBXXX8 | Vertiv Knürr DCM STAT. WITH SIDE PANEL H2000 W600 D1200 | EACH | DB6GCGSSCFBXXX8 | DB6GCGSSCFBXXX8
DB6GCGSSCFXXXX8 | Vertiv Knürr DCM STAT.NO SIDE PANEL H2000 W600 D1200 | EACH | DB6GCGSSCFXXXX8 | DB6GCGSSCFXXXX8
DB6GCGSSCRBXXX8 | Vertiv Knürr DCM MOB. WITH SIDE PANEL H2000 W600 D1200 | EACH | DB6GCGSSCRBXXX8 | DB6GCGSSCRBXXX8
DB6GCGSSCRXXXX8 | Vertiv Knürr DCM MOB. NO SIDE PANEL H2000 W600 D1200 | EACH | DB6GCGSSCRXXXX8 | DB6GCGSSCRXXXX8
DB6GCGSSEFXXAX1 | Vertiv Knürr DCM 42HE W600mm D1200 | EACH | DB6GCGSSEFXXAX1 | DB6GCGSSEFXXAX1
DB6GCGSSEFXXAX8 | Vertiv Knürr DCM 42HE W600mm D1200 | EACH | DB6GCGSSEFXXAX8 | DB6GCGSSEFXXAX8
DB6GXXSSXFXXAXX | Vertiv Knürr DCM 42HE W600mm D1200 | EACH | DB6GXXSSXFXXAXX | DB6GXXSSXFXXAXX
DB8GCCASEFXXAX1 | Vertiv Knürr DCM 42HE W800mm D1200 | EACH | DB8GCCASEFXXAX1 | DB8GCCASEFXXAX1
DB8GCCASEFXXAX8 | Vertiv Knürr DCM 42HE W800mm D1200 | EACH | DB8GCCASEFXXAX8 | DB8GCCASEFXXAX8
DB8GCGASEFXXAX1 | Vertiv Knürr DCM 42HE W800mm D1200 | EACH | DB8GCGASEFXXAX1 | DB8GCGASEFXXAX1
DB8GCGASEFXXAX8 | Vertiv Knürr DCM 42HE W800mm D1200 | EACH | DB8GCGASEFXXAX8 | DB8GCGASEFXXAX8
DB8GCGCSEFXXGX1 | Vertiv Knürr DCM 42HE W800mm D1200 | EACH | DB8GCGCSEFXXGX1 | DB8GCGCSEFXXGX1
DB8GCGCSEFXXGX8 | Vertiv Knürr DCM 42HE W800mm D1200 | EACH | DB8GCGCSEFXXGX8 | DB8GCGCSEFXXGX8
DB8GCGSSCFBXXX8 | Vertiv Knürr DCM STAT. WITH SIDE PANEL H2000 W800 D1200 | EACH | DB8GCGSSCFBXXX8 | DB8GCGSSCFBXXX8
DB8GCGSSCFXXXX8 | Vertiv Knürr DCM STAT.NO SIDE PANEL H2000 W800 D1200 | EACH | DB8GCGSSCFXXXX8 | DB8GCGSSCFXXXX8
DB8GXXSSXFXXAXX | Vertiv Knürr DCM 42HE W800mm D1200 | EACH | DB8GXXSSXFXXAXX | DB8GXXSSXFXXAXX
DD6GCGSSCFBXXX8 | Vertiv Knürr DCM STAT. WITH SIDE PANEL H2200 W600 D1200 | EACH | DD6GCGSSCFBXXX8 | DD6GCGSSCFBXXX8
DD6GCGSSCFXXXX8 | Vertiv Knürr DCM STAT.NO SIDE PANEL H2200 W600 D1200 | EACH | DD6GCGSSCFXXXX8 | DD6GCGSSCFXXXX8
DD6GCGSSEFXXAX1 | Vertiv Knürr DCM 47HE W600mm D1200 | EACH | DD6GCGSSEFXXAX1 | DD6GCGSSEFXXAX1
DD6GCGSSEFXXAX8 | Vertiv Knürr DCM 47HE W600mm D1200 | EACH | DD6GCGSSEFXXAX8 | DD6GCGSSEFXXAX8
DD6GXXSSXFXXAXX | Vertiv Knürr DCM 47HE W600mm D1200 | EACH | DD6GXXSSXFXXAXX | DD6GXXSSXFXXAXX
DD8GCGASEFXXAX1 | Vertiv Knürr DCM 47HE W800mm D1200 | EACH | DD8GCGASEFXXAX1 | DD8GCGASEFXXAX1
DD8GCGASEFXXAX8 | Vertiv Knürr DCM 47HE W800mm D1200 | EACH | DD8GCGASEFXXAX8 | DD8GCGASEFXXAX8
DD8GCGCSEFXXGX1 | Vertiv Knürr DCM 47HE W800mm D1200 | EACH | DD8GCGCSEFXXGX1 | DD8GCGCSEFXXGX1
DD8GCGCSEFXXGX8 | Vertiv Knürr DCM 47HE W800mm D1200 | EACH | DD8GCGCSEFXXGX8 | DD8GCGCSEFXXGX8
DD8GCGSSCFBXXX8 | Vertiv Knürr DCM STAT. WITH SIDE PANEL H2200 W800 D1200 | EACH | DD8GCGSSCFBXXX8 | DD8GCGSSCFBXXX8
DD8GCGSSCFXXXX8 | Vertiv Knürr DCM STAT.NO SIDE PANEL H2200 W800 D1200 | EACH | DD8GCGSSCFXXXX8 | DD8GCGSSCFXXXX8
DD8GCGSSCRBXXX8 | Vertiv Knürr DCM MOB. WITH SIDE PANEL H2200 W800 D1200 | EACH | DD8GCGSSCRBXXX8 | DD8GCGSSCRBXXX8
DD8GCGSSCRXXXX8 | Vertiv Knürr DCM MOB. NO SIDE PANEL H2200 W800 D1200 | EACH | DD8GCGSSCRXXXX8 | DD8GCGSSCRXXXX8
DD8GXXSSXFXXAXX | Vertiv Knürr DCM 47HE W800mm D1200 | EACH | DD8GXXSSXFXXAXX | DD8GXXSSXFXXAXX
NB8CABHHBGXXTX1 | Vertiv Knürr MIR2 42HE W800mm D800mm | EACH | NB8CABHHBGXXTX1 | NB8CABHHBGXXTX1
NB8CABHHBGXXTX8 | Vertiv Knürr MIR2 42HE W800mm D800mm | EACH | NB8CABHHBGXXTX8 | NB8CABHHBGXXTX8
NB8CABTTBGXXTX1 | Vertiv Knürr MIR2 42HE W800mm D800mm | EACH | NB8CABTTBGXXTX1 | NB8CABTTBGXXTX1
NB8CABTTBGXXTX8 | Vertiv Knürr MIR2 42HE W800mm D800mm | EACH | NB8CABTTBGXXTX8 | NB8CABTTBGXXTX8
NB8CAFHHBGXXTX1 | Vertiv Knürr MIR2 42HE W800mm D800mm | EACH | NB8CAFHHBGXXTX1 | NB8CAFHHBGXXTX1
NB8CAFHHBGXXTX8 | Vertiv Knürr MIR2 42HE W800mm D800mm | EACH | NB8CAFHHBGXXTX8 | NB8CAFHHBGXXTX8
NB8CAFTTBGXXTX1 | Vertiv Knürr MIR2 42HE W800mm D800mm | EACH | NB8CAFTTBGXXTX1 | NB8CAFTTBGXXTX1
NB8CAFTTBGXXTX8 | Vertiv Knürr MIR2 42HE W800mm D800mm | EACH | NB8CAFTTBGXXTX8 | NB8CAFTTBGXXTX8
NB8CCGHHEFXXTX1 | Vertiv Knürr MIR2 42HE W800mm D800mm | EACH | NB8CCGHHEFXXTX1 | NB8CCGHHEFXXTX1
NB8CCGHHEFXXTX8 | Vertiv Knürr MIR2 42HE W800mm D800mm | EACH | NB8CCGHHEFXXTX8 | NB8CCGHHEFXXTX8
NB8CCGTTEFXXTX1 | Vertiv Knürr MIR2 42HE W800mm D800mm | EACH | NB8CCGTTEFXXTX1 | NB8CCGTTEFXXTX1
NB8CCGTTEFXXTX8 | Vertiv Knürr MIR2 42HE W800mm D800mm | EACH | NB8CCGTTEFXXTX8 | NB8CCGTTEFXXTX8
NB8CXXHHXFXXTXX | Vertiv Knürr MIR2 42HE W800mm D800mm | EACH | NB8CXXHHXFXXTXX | NB8CXXHHXFXXTXX
NB8CXXTTXFXXTXX | Vertiv Knürr MIR2 42HE W800mm D800mm | EACH | NB8CXXTTXFXXTXX | NB8CXXTTXFXXTXX
NB8EAFHHBGXXUX1 | Vertiv Knürr MIR2 42HE W800mm D1000mm | EACH | NB8EAFHHBGXXUX1 | NB8EAFHHBGXXUX1
NB8EAFHHBGXXUX8 | Vertiv Knürr MIR2 42HE W800mm D1000mm | EACH | NB8EAFHHBGXXUX8 | NB8EAFHHBGXXUX8
NB8ECGASEFXXAX1 | Vertiv Knürr MIR2 42HE W800mm D1000mm | EACH | NB8ECGASEFXXAX1 | NB8ECGASEFXXAX1
NB8ECGASEFXXAX8 | Vertiv Knürr MIR2 42HE W800mm D1000mm | EACH | NB8ECGASEFXXAX8 | NB8ECGASEFXXAX8
NB8ECGHHEFXXUX1 | Vertiv Knürr MIR2 42HE W800mm D1000mm | EACH | NB8ECGHHEFXXUX1 | NB8ECGHHEFXXUX1
NB8ECGHHEFXXUX8 | Vertiv Knürr MIR2 42HE W800mm D1000mm | EACH | NB8ECGHHEFXXUX8 | NB8ECGHHEFXXUX8
NB8ECGTTEFXXUX1 | Vertiv Knürr MIR2 42HE W800mm D1000mm | EACH | NB8ECGTTEFXXUX1 | NB8ECGTTEFXXUX1
NB8ECGTTEFXXUX8 | Vertiv Knürr MIR2 42HE W800mm D1000mm | EACH | NB8ECGTTEFXXUX8 | NB8ECGTTEFXXUX8
NB8EXXHHXFXXUXX | Vertiv Knürr MIR2 42HE W800mm D1000mm | EACH | NB8EXXHHXFXXUXX | NB8EXXHHXFXXUXX
NB8EXXSSXFXXDXX | Vertiv Knürr MIR2 42HE W800mm D1000mm | EACH | NB8EXXSSXFXXDXX | NB8EXXSSXFXXDXX
NB8GCGASEFXXAX1 | Vertiv Knürr MIR2 42HE W800mm D1200mm | EACH | NB8GCGASEFXXAX1 | NB8GCGASEFXXAX1
NB8GCGASEFXXAX8 | Vertiv Knürr MIR2 42HE W800mm D1200mm | EACH | NB8GCGASEFXXAX8 | NB8GCGASEFXXAX8
NB8GCGCSEFXXGX1 | Vertiv Knürr MIR2 42HE W800mm D1200mm | EACH | NB8GCGCSEFXXGX1 | NB8GCGCSEFXXGX1
NB8GCGCSEFXXGX8 | Vertiv Knürr MIR2 42HE W800mm D1200mm | EACH | NB8GCGCSEFXXGX8 | NB8GCGCSEFXXGX8
NB8GXXSSXFXXDXX | Vertiv Knürr MIR2 42HE W800mm D1200mm | EACH | NB8GXXSSXFXXDXX | NB8GXXSSXFXXDXX
ND8CABHHBGXXTX1 | Vertiv Knürr MIR2 47HE W800mm D800mm | EACH | ND8CABHHBGXXTX1 | ND8CABHHBGXXTX1
ND8CABHHBGXXTX8 | Vertiv Knürr MIR2 47HE W800mm D800mm | EACH | ND8CABHHBGXXTX8 | ND8CABHHBGXXTX8
ND8CABTTBGXXTX1 | Vertiv Knürr MIR2 47HE W800mm D800mm | EACH | ND8CABTTBGXXTX1 | ND8CABTTBGXXTX1
ND8CABTTBGXXTX8 | Vertiv Knürr MIR2 47HE W800mm D800mm | EACH | ND8CABTTBGXXTX8 | ND8CABTTBGXXTX8
ND8CAFHHBGXXTX1 | Vertiv Knürr MIR2 47HE W800mm D800mm | EACH | ND8CAFHHBGXXTX1 | ND8CAFHHBGXXTX1
ND8CAFHHBGXXTX8 | Vertiv Knürr MIR2 47HE W800mm D800mm | EACH | ND8CAFHHBGXXTX8 | ND8CAFHHBGXXTX8
ND8CAFTTBGXXTX1 | Vertiv Knürr MIR2 47HE W800mm D800mm | EACH | ND8CAFTTBGXXTX1 | ND8CAFTTBGXXTX1
ND8CAFTTBGXXTX8 | Vertiv Knürr MIR2 47HE W800mm D800mm | EACH | ND8CAFTTBGXXTX8 | ND8CAFTTBGXXTX8
ND8CCGHHEFXXTX1 | Vertiv Knürr MIR2 47HE W800mm D800mm | EACH | ND8CCGHHEFXXTX1 | ND8CCGHHEFXXTX1
ND8CCGHHEFXXTX8 | Vertiv Knürr MIR2 47HE W800mm D800mm | EACH | ND8CCGHHEFXXTX8 | ND8CCGHHEFXXTX8
ND8CCGTTEFXXTX1 | Vertiv Knürr MIR2 47HE W800mm D800mm | EACH | ND8CCGTTEFXXTX1 | ND8CCGTTEFXXTX1
ND8CCGTTEFXXTX8 | Vertiv Knürr MIR2 47HE W800mm D800mm | EACH | ND8CCGTTEFXXTX8 | ND8CCGTTEFXXTX8
ND8CXXHHXFXXTXX | Vertiv Knürr MIR2 47HE W800mm D800mm | EACH | ND8CXXHHXFXXTXX | ND8CXXHHXFXXTXX
ND8CXXTTXFXXTXX | Vertiv Knürr MIR2 47HE W800mm D800mm | EACH | ND8CXXTTXFXXTXX | ND8CXXTTXFXXTXX
ND8EAFHHBGXXUX1 | Vertiv Knürr MIR2 47HE W800mm D1000mm | EACH | ND8EAFHHBGXXUX1 | ND8EAFHHBGXXUX1
ND8EAFHHBGXXUX8 | Vertiv Knürr MIR2 47HE W800mm D1000mm | EACH | ND8EAFHHBGXXUX8 | ND8EAFHHBGXXUX8
ND8ECGASEFXXAX1 | Vertiv Knürr MIR2 47HE W800mm D1000mm | EACH | ND8ECGASEFXXAX1 | ND8ECGASEFXXAX1
ND8ECGASEFXXAX8 | Vertiv Knürr MIR2 47HE W800mm D1000mm | EACH | ND8ECGASEFXXAX8 | ND8ECGASEFXXAX8
ND8ECGHHEFXXUX1 | Vertiv Knürr MIR2 47HE W800mm D1000mm | EACH | ND8ECGHHEFXXUX1 | ND8ECGHHEFXXUX1
ND8ECGHHEFXXUX8 | Vertiv Knürr MIR2 47HE W800mm D1000mm | EACH | ND8ECGHHEFXXUX8 | ND8ECGHHEFXXUX8
ND8EXXHHXFXXUXX | Vertiv Knürr MIR2 47HE W800mm D1000mm | EACH | ND8EXXHHXFXXUXX | ND8EXXHHXFXXUXX
ND8EXXSSXFXXDXX | Vertiv Knürr MIR2 47HE W800mm D1000mm | EACH | ND8EXXSSXFXXDXX | ND8EXXSSXFXXDXX
ND8GCGASEFXXAX1 | Vertiv Knürr MIR2 47HE W800mm D1200mm | EACH | ND8GCGASEFXXAX1 | ND8GCGASEFXXAX1
ND8GCGASEFXXAX8 | Vertiv Knürr MIR2 47HE W800mm D1200mm | EACH | ND8GCGASEFXXAX8 | ND8GCGASEFXXAX8
ND8GCGCSEFXXGX1 | Vertiv Knürr MIR2 47HE W800mm D1200mm | EACH | ND8GCGCSEFXXGX1 | ND8GCGCSEFXXGX1
ND8GCGCSEFXXGX8 | Vertiv Knürr MIR2 47HE W800mm D1200mm | EACH | ND8GCGCSEFXXGX8 | ND8GCGCSEFXXGX8
ND8GXXSSXFXXDXX | Vertiv Knürr MIR2 47HE W800mm D1000mm | EACH | ND8GXXSSXFXXDXX | ND8GXXSSXFXXDXX
011571508001 | DCM DEPTH EXTENSION KIT 300MM H2000 W600 | EACH | 1157.150.800.1 | 1157.150.800.1
011571508002 | DCM DEPTH EXTENSION KIT 300MM H2200 W600 | EACH | 1157.150.800.2 | 1157.150.800.2
011571508004 | DCM DEPTH EXTENSION KIT 300MM H2000 W800 | EACH | 1157.150.800.4 | 1157.150.800.4
011571508005 | DCM DEPTH EXTENSION KIT 300MM H2200 W800 | EACH | 1157.150.800.5 | 1157.150.800.5
011571501001 | DCM DEPTH EXTENSION KIT 300MM H2000 W600 | EACH | 1157.150.100.1 | 1157.150.100.1
011571501002 | DCM DEPTH EXTENSION KIT 300MM H2200 W600 | EACH | 1157.150.100.2 | 1157.150.100.2
011571501004 | DCM DEPTH EXTENSION KIT 300MM H2000 W800 | EACH | 1157.150.100.4 | 1157.150.100.4
011571501005 | DCM DEPTH EXTENSION KIT 300MM H2200 W800 | EACH | 1157.150.100.5 | 1157.150.100.5
011475071001 | Support bracket stationary, W600 mm, H27 mm, D300 mm, RAL 7035 | EACH | 1147.507.100.1 | 1147.507.100.1
011475071003 | Support bracket stationary, W800 mm, H27 mm, D300 mm, RAL 7035 | EACH | 1147.507.100.3 | 1147.507.100.3
011475078001 | Support bracket stationary, W600 mm, H27 mm, D300 mm, RAL 7021 | EACH | 1147.507.800.1 | 1147.507.800.1
011475078003 | Support bracket stationary, W800 mm, H27 mm, D300 mm, RAL 7021 | EACH | 1147.507.800.3 | 1147.507.800.3
011478711014 | Side Panel Extension Kit compl H2000 D300 | EACH | 1147.871.101.4 | 1147.871.101.4
011478711015 | Side Panel Extension Kit compl H2200 D300 | EACH | 1147.871.101.5 | 1147.871.101.5
011478718014 | Side Panel Extension Kit compl H2000 D300 | EACH | 1147.871.801.4 | 1147.871.801.4
011478718015 | Side Panel Extension Kit compl H2200 D300 | EACH | 1147.871.801.5 | 1147.871.801.5
011570260001 | BOTTOM COVER SET W600/D300 CE | EACH | 1157.026.000.1 | 1157.026.000.1
011570260003 | BOTTOM COVER SET W800/D300 CE | EACH | 1157.026.000.3 | 1157.026.000.3
011570491001 | Top Cover Closed+CE rear W600 D300 | EACH | 1157.049.100.1 | 1157.049.100.1
011570491003 | Top Cover Closed+CE rear W800 D300 | EACH | 1157.049.100.3 | 1157.049.100.3
011570498001 | Top Cover Closed+CE rear W600 D300 | EACH | 1157.049.800.1 | 1157.049.800.1
011570498003 | Top Cover Closed+CE rear W800 D300 | EACH | 1157.049.800.3 | 1157.049.800.3
011570671001 | PLINTH H100 W600 D300 w/o VENTS | EACH | 1157.067.100.1 | 1157.067.100.1
011570671002 | PLINTH H100 W800 D300 w/o VENTS | EACH | 1157.067.100.2 | 1157.067.100.2
011570678001 | PLINTH H100 W600 D300 w/o VENTS | EACH | 1157.067.800.1 | 1157.067.800.1
011570678002 | PLINTH H100 W800 D300 w/o VENTS | EACH | 1157.067.800.2 | 1157.067.800.2
011570681001 | PLINTH H200 W600 D300 w/o VENTS | EACH | 1157.068.100.1 | 1157.068.100.1
011570681002 | PLINTH H200 W800 D300 w/o VENTS | EACH | 1157.068.100.2 | 1157.068.100.2
011570688001 | PLINTH H200 W600 D300 w/o VENTS | EACH | 1157.068.800.1 | 1157.068.800.1
011570688002 | PLINTH H200 W800 D300 w/o VENTS | EACH | 1157.068.800.2 | 1157.068.800.2
000505031 | HANDLE 3U PAIR | PAIR | 00.050.503.1 | 00.050.503.1
000787209 | BOX CABLE CONNECTION 85X85X40MM | EACH | 00.078.720.9 | 00.078.720.9
002185050 | QUICK-CLAMP T-SLOT (PLASTIC) SET 10PCS. | EACH | 00.218.505.0 | 00.218.505.0
002185060 | KIT VELCRO STRIP QUICK-STRIP T-SLOT SET 10PCS. | EACH | 00.218.506.0 | 00.218.506.0
011020711 | SHELF 19"FIXED QUICK-FIX d365-560 | EACH | 01.102.071.1 | 01.102.071.1
011020718 | SHELF 19"FIXED QUICK-FIX d365-560 | EACH | 01.102.071.8 | 01.102.071.8
011020721 | SHELF 19"FIXED QUICK-FIX d565-740 | EACH | 01.102.072.1 | 01.102.072.1
011020728 | SHELF 19"FIXED QUICK-FIX d565-740 | EACH | 01.102.072.8 | 01.102.072.8
011026801001 | SHELF FULL EXTENSION 19" d365-565 | EACH | 1102.680.100.1 | 1102.680.100.1
011026808001 | SHELF FULL EXTENSION 19" d365-565 | EACH | 1102.680.800.1 | 1102.680.800.1
011026811001 | SHELF FULL EXTENSION 19" d565-750 | EACH | 1102.681.100.1 | 1102.681.100.1
011026818001 | SHELF FULL EXTENSION 19" d565-750 | EACH | 1102.681.800.1 | 1102.681.800.1
011026821001 | SHELF PARTIAL EXTENSION 19" d365-565 | EACH | 1102.682.100.1 | 1102.682.100.1
011026828001 | SHELF PARTIAL EXTENSION 19" d365-565 | EACH | 1102.682.800.1 | 1102.682.800.1
011026831001 | SHELF PARTIAL EXTENSION 19" d565-750 | EACH | 1102.683.100.1 | 1102.683.100.1
011026838001 | SHELF PARTIAL EXTENSION 19" d565-750 | EACH | 1102.683.800.1 | 1102.683.800.1
011026901001 | SHELF FIXED 19" d345-385 | EACH | 1102.690.100.1 | 1102.690.100.1
011026911001 | SHELF FIXED 19" d435-485 | EACH | 1102.691.100.1 | 1102.691.100.1
011026921001 | SHELF FIXED 19" d560-585 | EACH | 1102.692.100.1 | 1102.692.100.1
011026928001 | SHELF FIXED 19" d560-585 | EACH | 1102.692.800.1 | 1102.692.800.1
011026931001 | SHELF FIXED 19" d635-685 | EACH | 1102.693.100.1 | 1102.693.100.1
011026938001 | SHELF FIXED 19" d635-685 | EACH | 1102.693.800.1 | 1102.693.800.1
011026941001 | SHELF FIXED 19" d740-760 | EACH | 1102.694.100.1 | 1102.694.100.1
011026948001 | SHELF FIXED 19" d740-760 | EACH | 1102.694.800.1 | 1102.694.800.1
011027051001 | WRITING BOARD FULL EXT. 19" d365-565 | EACH | 1102.705.100.1 | 1102.705.100.1
011027058001 | WRITING BOARD FULL EXT. 19" d365-565 | EACH | 1102.705.800.1 | 1102.705.800.1
011027061001 | WRITING BOARD FULL EXT. 19" d565-750 | EACH | 1102.706.100.1 | 1102.706.100.1
011027068001 | WRITING BOARD FULL EXT. 19" d565-750 | EACH | 1102.706.800.1 | 1102.706.800.1
011027111001 | HEAVY-DUTY SHELF FULL EXT. 19" d565-750 | EACH | 1102.711.100.1 | 1102.711.100.1
011027118001 | HEAVY-DUTY SHELF FULL EXT. 19" d565-750 | EACH | 1102.711.800.1 | 1102.711.800.1
011027171001 | KEYBOARD DRAWER UNIVERS. 1U 19" d565-750 | EACH | 1102.717.100.1 | 1102.717.100.1
011027178001 | KEYBOARD DRAWER UNIVERS. 1U 19" d565-750 | EACH | 1102.717.800.1 | 1102.717.800.1
011027221001 | KEYBOARD DRAWER MOUSE 1U 19" d565-750 | EACH | 1102.722.100.1 | 1102.722.100.1
011027228001 | KEYBOARD DRAWER MOUSE 1U 19" d565-750 | EACH | 1102.722.800.1 | 1102.722.800.1
011027261001 | DRAWER 2U +LOCK 19" d565-750 | EACH | 1102.726.100.1 | 1102.726.100.1
011027261002 | DRAWER 4U +LOCK 19" d565-750 | EACH | 1102.726.100.2 | 1102.726.100.2
011027268001 | DRAWER 2U +LOCK 19" d565-750 | EACH | 1102.726.800.1 | 1102.726.800.1
011027268002 | DRAWER 4U +LOCK 19" d565-750 | EACH | 1102.726.800.2 | 1102.726.800.2
011027280001 | CABLE CANTILEVER | EACH | 1102.728.000.1 | 1102.728.000.1
011027311001 | CHASSIS TRAY FIXED 2U 19" D280 | EACH | 1102.731.100.1 | 1102.731.100.1
011027311002 | CHASSIS TRAY FIXED 2U 19" D380 | EACH | 1102.731.100.2 | 1102.731.100.2
011027318001 | CHASSIS TRAY FIXED 2U 19" D280 | EACH | 1102.731.800.1 | 1102.731.800.1
011027318002 | CHASSIS TRAY FIXED 2U 19" D380 | EACH | 1102.731.800.2 | 1102.731.800.2
011027331003 | CHASSIS TRAY ADJUSTABLE 2U 19" D480 | EACH | 1102.733.100.3 | 1102.733.100.3
011027338003 | CHASSIS TRAY ADJUSTABLE 2U 19" D480 | EACH | 1102.733.800.3 | 1102.733.800.3
011027401001 | DRAWER 1U +LOCK 19" | EACH | 1102.740.100.1 | 1102.740.100.1
011027401002 | DRAWER 2U +LOCK 19" | EACH | 1102.740.100.2 | 1102.740.100.2
011027401003 | DRAWER 3U +LOCK 19" | EACH | 1102.740.100.3 | 1102.740.100.3
011027408001 | DRAWER 1U +LOCK 19" | EACH | 1102.740.800.1 | 1102.740.800.1
011027408002 | DRAWER 2U +LOCK 19" | EACH | 1102.740.800.2 | 1102.740.800.2
011027408003 | DRAWER 3U +LOCK 19" | EACH | 1102.740.800.3 | 1102.740.800.3
011107229001 | DOOR CONTACT SWITCH FOR CONACT | EACH | 1110.722.900.1 | 1110.722.900.1
011030510 | HOOK-IN CHASSIS RUNNER d365 | PAIR | 01.103.051.0 | 01.103.051.0
011030520 | HOOK-IN CHASSIS RUNNER d440 | PAIR | 01.103.052.0 | 01.103.052.0
011030530 | HOOK-IN CHASSIS RUNNER d565 | PAIR | 01.103.053.0 | 01.103.053.0
011030540 | HOOK-IN CHASSIS RUNNER d640 | PAIR | 01.103.054.0 | 01.103.054.0
011030550 | HOOK-IN CHASSIS RUNNER d665 | PAIR | 01.103.055.0 | 01.103.055.0
011030560 | HOOK-IN CHASSIS RUNNER d740 | PAIR | 01.103.056.0 | 01.103.056.0
011030910 | CHASSIS RUNNER DEPTH-VARIABLE d365-440 | PAIR | 01.103.091.0 | 01.103.091.0
011030920 | CHASSIS RUNNER DEPTH-VARIABLE d565-740 | PAIR | 01.103.092.0 | 01.103.092.0
011031010 | CHASSIS RUNNER ALU d365 MIR/SMA | PAIR | 01.103.101.0 | 01.103.101.0
011031020 | CHASSIS RUNNER ALU d440 MIR/SMA | PAIR | 01.103.102.0 | 01.103.102.0
011031030 | CHASSIS RUNNER ALU d565 MIR/SMA | PAIR | 01.103.103.0 | 01.103.103.0
011031040 | CHASSIS RUNNER ALU d640 MIR/SMA | PAIR | 01.103.104.0 | 01.103.104.0
011031050 | CHASSIS RUNNER ALU d665 MIR/SMA | PAIR | 01.103.105.0 | 01.103.105.0
011031060 | CHASSIS RUNNER ALU d740 MIR/SMA | PAIR | 01.103.106.0 | 01.103.106.0
011031110 | CHASSIS RUNNER ALU CON d285 | PAIR | 01.103.111.0 | 01.103.111.0
011031120 | CHASSIS RUNNER ALU CON d385 | PAIR | 01.103.112.0 | 01.103.112.0
011031140 | CHASSIS RUNNER ALU DPR d585 | PAIR | 01.103.114.0 | 01.103.114.0
011031150 | CHASSIS RUNNER ALU DPR d685 | PAIR | 01.103.115.0 | 01.103.115.0
011031160 | CHASSIS RUNNER ALU DPR d285 | PAIR | 01.103.116.0 | 01.103.116.0
011031180 | CHASSIS RUNNER ALU DPR d435 | PAIR | 01.103.118.0 | 01.103.118.0
011031190 | CHASSIS RUNNER ALU DPR d635 | PAIR | 01.103.119.0 | 01.103.119.0
011031210 | CHASSIS RUNNER ALU DPR d360 | PAIR | 01.103.121.0 | 01.103.121.0
011031220 | CHASSIS RUNNER ALU DPR d460 | PAIR | 01.103.122.0 | 01.103.122.0
011031230 | CHASSIS RUNNER ALU DPR d560 | PAIR | 01.103.123.0 | 01.103.123.0
011031240 | CHASSIS RUNNER ALU DPR d660 | PAIR | 01.103.124.0 | 01.103.124.0
011031250 | CHASSIS RUNNER ALU DPR d760 | PAIR | 01.103.125.0 | 01.103.125.0
011032011 | BLANKING PANEL 19" SCREWABLE 1U (SET 6PCS.) | EACH | 01.103.201.1 | 01.103.201.1
011032018 | BLANKING PANEL 19" SCREWABLE 1U (SET 6PCS.) | EACH | 01.103.201.8 | 01.103.201.8
011032021 | BLANKING PANEL 19" SCREWABLE 2U (SET 3PCS.) | EACH | 01.103.202.1 | 01.103.202.1
011032028 | BLANKING PANEL 19" SCREWABLE 2U (SET 3PCS.) | EACH | 01.103.202.8 | 01.103.202.8
011032031 | BLANKING PANEL 19" SCREWABLE 3U (SET 2PCS.) | PAIR | 01.103.203.1 | 01.103.203.1
011032038 | BLANKING PANEL 19" SCREWABLE 3U (SET 2PCS.) | PAIR | 01.103.203.8 | 01.103.203.8
011032061 | BLANKING PANEL 19" SCREWABLE 6U (1PC.) | EACH | 01.103.206.1 | 01.103.206.1
011032068 | BLANKING PANEL 19" SCREWABLE 6U (1PC.) | EACH | 01.103.206.8 | 01.103.206.8
011032091 | BLANKING PANEL 19" SCREWABLE 9U (SET 2PCS.) | PAIR | 01.103.209.1 | 01.103.209.1
011032098 | BLANKING PANEL 19" SCREWABLE 9U (SET 2PCS.) | PAIR | 01.103.209.8 | 01.103.209.8
011032311 | BLANKING PANEL 19" CABLE ENTRY 1U (SET 6PCS.) | EACH | 01.103.231.1 | 01.103.231.1
011032318 | BLANKING PANEL 19" CABLE ENTRY 1U (SET 6PCS.) | EACH | 01.103.231.8 | 01.103.231.8
011032321 | BLANKING PANEL 19" CABLE ENTRY 2U (SET 6PCS.) | EACH | 01.103.232.1 | 01.103.232.1
011032328 | BLANKING PANEL 19" CABLE ENTRY 2U (SET 6PCS.) | EACH | 01.103.232.8 | 01.103.232.8
011033011 | BLANKING PANEL 19" QUICK-FIX 1U (SET 6PCS.) | EACH | 01.103.301.1 | 01.103.301.1
011033018 | BLANKING PANEL 19" QUICK-FIX 1U (SET 6PCS.) | EACH | 01.103.301.8 | 01.103.301.8
011033021 | BLANKING PANEL 19" QUICK-FIX 2U (SET 3PCS.) | EACH | 01.103.302.1 | 01.103.302.1
011033028 | BLANKING PANEL 19" QUICK-FIX 2U (SET 3PCS.) | EACH | 01.103.302.8 | 01.103.302.8
011033031 | BLANKING PANEL 19" QUICK-FIX 3U (SET 2PCS.) | PAIR | 01.103.303.1 | 01.103.303.1
011033038 | BLANKING PANEL 19" QUICK-FIX 3U (SET 2PCS.) | PAIR | 01.103.303.8 | 01.103.303.8
011033061 | BLANKING PANEL 19" QUICK-FIX 6U (1PC.) | EACH | 01.103.306.1 | 01.103.306.1
011033068 | BLANKING PANEL 19" QUICK-FIX 6U (1PC.) | EACH | 01.103.306.8 | 01.103.306.8
011033091 | BLANKING PANEL 19" QUICK-FIX 9U (SET 2PCS.) | PAIR | 01.103.309.1 | 01.103.309.1
011033098 | BLANKING PANEL 19" QUICK-FIX 9U (SET 2PCS.) | PAIR | 01.103.309.8 | 01.103.309.8
011033211 | BLANKING PANEL 19" QUICK-FIX 21U (1PC.) | EACH | 01.103.321.1 | 01.103.321.1
011033218 | BLANKING PANEL 19" QUICK-FIX 21U (1PC.) | EACH | 01.103.321.8 | 01.103.321.8
011033311 | BLANKING PANEL 19" QUICK-FIX CABLE E. (6PCS.) | EACH | 01.103.331.1 | 01.103.331.1
011033318 | BLANKING PANEL 19" QUICK-FIX CABLE E. (6PCS.) | EACH | 01.103.331.8 | 01.103.331.8
011107039 | EARTH RAIL 12U | EACH | 01.110.703.9 | 01.110.703.9
011107089 | EARTH RAIL 41U | EACH | 01.110.708.9 | 01.110.708.9
011107099 | EARTH RAIL 45U | EACH | 01.110.709.9 | 01.110.709.9
011107159 | EARTH TERMINALS 10 X 10 20PCS. | EACH | 01.110.715.9 | 01.110.715.9
011107199 | C-SHAPED RUNNER W600 | EACH | 01.110.719.9 | 01.110.719.9
011107229 | DOOR CONTACT SWITCH | EACH | 01.110.722.9 | 01.110.722.9
011107806 | FRONT PANEL SIDE-HINGED 19" 3U | EACH | 01.110.780.6 | 01.110.780.6
011107816 | FRONT PANEL SIDE-HINGED 19" 6U | EACH | 01.110.781.6 | 01.110.781.6
011131539 | CABLE GUIDE | EACH | 01.113.153.9 | 01.113.153.9
011133843 | THERMOSTAT | EACH | 01.113.384.3 | 01.113.384.3
011170337 | JUMPER TIE BAR OPEN 4SECTIONS | PAIR | 01.117.033.7 | 01.117.033.7
011170983 | CABLE DUCT L2000 65x107 | EACH | 01.117.098.3 | 01.117.098.3
011171441 | 19" CABLE ROUTING PANEL 1U | EACH | 01.117.144.1 | 01.117.144.1
011171448 | 19" CABLE ROUTING PANEL 1U | EACH | 01.117.144.8 | 01.117.144.8
011175219 | MODULAR TERMINAL BOX | EACH | 01.117.521.9 | 01.117.521.9
011175243 | EQUIPOTENTIAL BONDING STRIP | EACH | 01.117.524.3 | 01.117.524.3
011175251 | MODULE F TEMPERATURE | EACH | 01.117.525.1 | 01.117.525.1
011175261 | FRONT PANEL TEMPERATURE MODULE 1U | EACH | 01.117.526.1 | 01.117.526.1
011175270 | HOLDER FOR TEMPERATURE MODULE | EACH | 01.117.527.0 | 01.117.527.0
011309859 | TOOL MOUNTING-CAGE NUT | EACH | 01.130.985.9 | 01.130.985.9
011312279 | LUMINESTRA RACK LAMP W800 | EACH | 01.131.227.9 | 01.131.227.9
011314731 | HEAVY-DUTY BASE 19" FIXED d565 | EACH | 01.131.473.1 | 01.131.473.1
011314738 | HEAVY-DUTY BASE 19" FIXED d565 | EACH | 01.131.473.8 | 01.131.473.8
011314741 | HEAVY-DUTY BASE 19" FIXED d740 | EACH | 01.131.474.1 | 01.131.474.1
011314748 | HEAVY-DUTY BASE 19" FIXED d740 | EACH | 01.131.474.8 | 01.131.474.8
011314751 | HEAVY-DUTY BASE 19" FIXED d640 | EACH | 01.131.475.1 | 01.131.475.1
011314758 | HEAVY-DUTY BASE 19" FIXED d640 | EACH | 01.131.475.8 | 01.131.475.8
011314761 | HEAVY-DUTY BASE 19" FIXED d665 | EACH | 01.131.476.1 | 01.131.476.1
011314768 | HEAVY-DUTY BASE 19" FIXED d665 | EACH | 01.131.476.8 | 01.131.476.8
011478139 | PDU ASSEMBLY KIT SHORT | EACH | 01.147.813.9 | 01.147.813.9
011478149 | PDU ASSEMBLY KIT LONG | EACH | 01.147.814.9 | 01.147.814.9
011478168 | BRACKET PDU Vertiv Knürr DCM H2000 | EACH | 01.147.816.8 | 01.147.816.8
011478178 | BRACKET PDU Vertiv Knürr DCM H2200 | EACH | 01.147.817.8 | 01.147.817.8
012405439 | EARTH RAIL 15U | EACH | 01.240.543.9 | 01.240.543.9
012405449 | EARTH RAIL 18U | EACH | 01.240.544.9 | 01.240.544.9
012405459 | EARTH RAIL 21U | EACH | 01.240.545.9 | 01.240.545.9
012405469 | EARTH RAIL 24U | EACH | 01.240.546.9 | 01.240.546.9
013122079 | CABLE ROUTING RING SET 5 PCS. | EACH | 01.312.207.9 | 01.312.207.9
013504019 | PHILIPS HEAD SCREW M6 (100PCS.) | EACH | 01.350.401.9 | 01.350.401.9
013504059 | SPRING NUT M6 (50PCS.) | EACH | 01.350.405.9 | 01.350.405.9
013504319 | SPRING NUT M5 WIDE (50PCS.) | EACH | 01.350.431.9 | 01.350.431.9
020080210 | FRONT PANEL ALUMINIUM 19" "A" POLISHED 1U | EACH | 02.008.021.0 | 02.008.021.0
020080211 | FRONT PANEL ALUMINIUM 19" PAINTED 1U | EACH | 02.008.021.1 | 02.008.021.1
020080218 | FRONT PANEL ALUMINIUM 19" COATED 1U | EACH | 02.008.021.8 | 02.008.021.8
020080221 | FRONT PANEL ALUMINIUM 19" PAINTED 2U | EACH | 02.008.022.1 | 02.008.022.1
020080231 | FRONT PANEL ALUMINIUM 19" PAINTED 3U | EACH | 02.008.023.1 | 02.008.023.1
020080241 | FRONT PANEL ALUMINIUM 19" PAINTED 4U | EACH | 02.008.024.1 | 02.008.024.1
020080261 | FRONT PANEL ALUMINIUM 19" PAINTED 6U | EACH | 02.008.026.1 | 02.008.026.1
020080716 | FRONT PANEL ALUMINIUM 19" "B" ANODIZED 1U | EACH | 02.008.071.6 | 02.008.071.6
020080726 | FRONT PANEL ALUMINIUM 19" "B" ANODIZED 2U | EACH | 02.008.072.6 | 02.008.072.6
020080736 | FRONT PANEL ALUMINIUM 19" "B" ANODIZED 3U | EACH | 02.008.073.6 | 02.008.073.6
020080746 | FRONT PANEL ALUMINIUM 19" "B" ANODIZED 4U | EACH | 02.008.074.6 | 02.008.074.6
020080766 | FRONT PANEL ALUMINIUM 19" "B" ANODIZED 6U | EACH | 02.008.076.6 | 02.008.076.6
020081011 | VENTED FRONT PANEL ALUMINIUM 19" 1U | EACH | 02.008.101.1 | 02.008.101.1
020081016 | VENTED FRONT PANEL ALUMINIUM 19" 1U | EACH | 02.008.101.6 | 02.008.101.6
020081031 | VENTED FRONT PANEL ALUMINIUM 19" 3U | EACH | 02.008.103.1 | 02.008.103.1
020081036 | VENTED FRONT PANEL ALUMINIUM 19" 3U | EACH | 02.008.103.6 | 02.008.103.6
020081111 | ABS FRONT FILTER PANEL 19" 1U | EACH | 02.008.111.1 | 02.008.111.1
020081119 | ABS FRONT FILTER PANEL 19" 1U | EACH | 02.008.111.9 | 02.008.111.9
020081319 | PANEL FILTER FOR FRONT PANEL 19" 1U | EACH | 02.008.131.9 | 02.008.131.9
030133851 | RACKPOWER CHASSIS UNIT | EACH | 03.013.385.1 | 03.013.385.1
030133858 | RACKPOWER CHASSIS UNIT | EACH | 03.013.385.8 | 03.013.385.8
030265011 | FILTER FAN 150X150/230V RAL7035 | EACH | 03.026.501.1 | 03.026.501.1
030265021 | FILTER FAN 204X204/230V RAL7035 | EACH | 03.026.502.1 | 03.026.502.1
030265031 | FILTER FAN 250X250/230V RAL7035 | EACH | 03.026.503.1 | 03.026.503.1
030265041 | FILTER FAN 325X325/230V RAL7035 | EACH | 03.026.504.1 | 03.026.504.1
030265111 | FILTER IN/OUT FLOW 150X150 RAL7035 | EACH | 03.026.511.1 | 03.026.511.1
030265121 | FILTER IN/OUT FLOW 204X204 RAL7035 | EACH | 03.026.512.1 | 03.026.512.1
030265131 | FILTER IN/OUT FLOW 250X250 RAL7035 | EACH | 03.026.513.1 | 03.026.513.1
030265141 | FILTER IN/OUT FLOW 325X325 RAL7035 | EACH | 03.026.514.1 | 03.026.514.1
030265219 | FILTER MAT SET 150X150 (6PCS.) | EACH | 03.026.521.9 | 03.026.521.9
030265229 | FILTER MAT SET 204X204 (6PCS.) | EACH | 03.026.522.9 | 03.026.522.9
030265239 | FILTER MAT SET 250X250 (6PCS.) | EACH | 03.026.523.9 | 03.026.523.9
030265249 | FILTER MAT SET 325X325 (6PCS.) | EACH | 03.026.524.9 | 03.026.524.9
030270111 | Vertiv Knürr Fan Unit 230V 3-FANS THERMOSTAT | EACH | 03.027.011.1 | 03.027.011.1
030270121 | Vertiv Knürr Fan Unit 230V 6-FANS THERMOSTAT | EACH | 03.027.012.1 | 03.027.012.1
030270141 | Vertiv Knürr Fan Unit 115V AC 3-FANS THERMOSTAT | EACH | 03.027.014.1 | 03.027.014.1
030270151 | Vertiv Knürr Fan Unit 115V AC 6-FANS THERMOSTAT | EACH | 03.027.015.1 | 03.027.015.1
030270211 | Vertiv Knürr Fan Unit 115/230V 3-FAN SPEED-CONTROLLED SP | EACH | 03.027.021.1 | 03.027.021.1
030270221 | Vertiv Knürr Fan Unit 115/230V 6-FAN SPEED-CONTROLLED SP | EACH | 03.027.022.1 | 03.027.022.1
030270241 | Vertiv Knürr Fan Unit 115/230V 3-FAN SPEED-CONTROLLED HP | EACH | 03.027.024.1 | 03.027.024.1
030270251 | Vertiv Knürr Fan Unit 115/230V 6-FAN SPEED-CONTROLLED HP | EACH | 03.027.025.1 | 03.027.025.1
030270311 | Vertiv Knürr Fan Unit 24V 3-FANS SP | EACH | 03.027.031.1 | 03.027.031.1
030270321 | Vertiv Knürr Fan Unit 24V 6-FANS SP | EACH | 03.027.032.1 | 03.027.032.1
030270511 | Vertiv Knürr Fan Unit 24/48V 3-FAN SPEED-CONTROLLED SP | EACH | 03.027.051.1 | 03.027.051.1
030270521 | Vertiv Knürr Fan Unit 24/48V 6-FAN SPEED-CONTROLLED SP | EACH | 03.027.052.1 | 03.027.052.1
030270541 | Vertiv Knürr Fan Unit 24/48V 3-FAN SPEED-CONTROLLED HP | EACH | 03.027.054.1 | 03.027.054.1
030270551 | Vertiv Knürr Fan Unit 24/48V 6-FAN SPEED-CONTROLLED HP | EACH | 03.027.055.1 | 03.027.055.1
030270941 | VENT AIRFLOW FRONT INTAKE 3 FANS | EACH | 03.027.094.1 | 03.027.094.1
030270951 | VENT AIRFLOW FRONT INTAKE 6 FANS | EACH | 03.027.095.1 | 03.027.095.1
030270971 | FRONT PANEL FOR FRONT INTAKE | EACH | 03.027.097.1 | 03.027.097.1
030270981 | REPLACEMENT FILTER 3 FANS | EACH | 03.027.098.1 | 03.027.098.1
030270991 | REPLACEMENT FILTER 6 FANS | EACH | 03.027.099.1 | 03.027.099.1
030273011 | TOP Vertiv Knürr Fan Unit 230V 3FAN | EACH | 03.027.301.1 | 03.027.301.1
030273021 | Vertiv Knürr Fan Unit TOP 230V 6FAN 50/60HZ | EACH | 03.027.302.1 | 03.027.302.1
030273101 | Vertiv Knürr Fan Unit TOP 230V 2FAN W.THERMOSTAT | EACH | 03.027.310.1 | 03.027.310.1
030273111 | Vertiv Knürr Fan Unit TOP 230V 3FAN W.THERMOSTAT | EACH | 03.027.311.1 | 03.027.311.1
030273121 | Vertiv Knürr Fan Unit TOP 230V 6FAN W.THERMOSTAT | EACH | 03.027.312.1 | 03.027.312.1
030273211 | Vertiv Knürr Fan UnitT 115/230V 3-FAN SPEED-CONTROLLED SP | EACH | 03.027.321.1 | 03.027.321.1
030273221 | Vertiv Knürr Fan UnitT 115/230V 6-FAN SPEED-CONTROLLED SP | EACH | 03.027.322.1 | 03.027.322.1
030273241 | Vertiv Knürr Fan UnitT 115/230V 3-FAN SPEED-CONTROLLED HP | EACH | 03.027.324.1 | 03.027.324.1
030273251 | Vertiv Knürr Fan UnitT 115/230V 6-FAN SPEED-CONTROLLED HP | EACH | 03.027.325.1 | 03.027.325.1
050160450 | DOCUMENT HOLDER A4 SELF ADHISIVE | EACH | 05.016.045.0 | 05.016.045.0
050310579 | DOUBLE SWIVEL CASTER 75/H109.5/M12 (4PCS.) | EACH | 05.031.057.9 | 05.031.057.9
050400181 | 19" ASSEMBLY CROSSBAR MIR/SMA | EACH | 05.040.018.1 | 05.040.018.1
050400411 | FIBRE OPTIC CABLE STORAGE 2U | EACH | 05.040.041.1 | 05.040.041.1
050400418 | FIBRE OPTIC CABLE STORAGE 2U | EACH | 05.040.041.8 | 05.040.041.8
050400440 | CABLE LOOPS (COPPER) EXCESS STORAGE | EACH | 05.040.044.0 | 05.040.044.0
050400471 | 19" EXCESS CABLE DRAWER FIBER OPTIC | EACH | 05.040.047.1 | 05.040.047.1
050400478 | 19" EXCESS CABLE DRAWER FIBER OPTIC | EACH | 05.040.047.8 | 05.040.047.8
050400501 | 19" FIBRE-OPTIC CABLE ROUTING PANEL 1HE | EACH | 05.040.050.1 | 05.040.050.1
050400508 | 19" FIBRE-OPTIC CABLE ROUTING PANEL 1HE | EACH | 05.040.050.8 | 05.040.050.8
050400511 | COVER FOR FIBRE-OPTIC CABLE ROUTING PANEL | EACH | 05.040.051.1 | 05.040.051.1
050400518 | COVER FOR FIBRE-OPTIC CABLE ROUTING PANEL | EACH | 05.040.051.8 | 05.040.051.8
050400551 | 19" CABLE TRAY 1U | EACH | 05.040.055.1 | 05.040.055.1
050400558 | 19" CABLE TRAY 1U | EACH | 05.040.055.8 | 05.040.055.8
050400581 | CABLE TRAY BETWEEN RACKS | EACH | 05.040.058.1 | 05.040.058.1
050400588 | CABLE TRAY BETWEEN RACKS | EACH | 05.040.058.8 | 05.040.058.8
050400609 | VELCRO STRIP BLACK 1 METER W16mm FRT | EACH | 05.040.060.9 | 05.040.060.9
050400619 | VELCRO STRIP BLUE 1 METER W16mm FRT | EACH | 05.040.061.9 | 05.040.061.9
050400659 | VELCRO STRIP BLACK 25 METER W16mm FRT | EACH | 05.040.065.9 | 05.040.065.9
050400669 | VELCRO STRIP BLUE 25 METER W16mm FRT | EACH | 05.040.066.9 | 05.040.066.9
050400779 | SET THREADED PLATE M5 20PCS. | EACH | 05.040.077.9 | 05.040.077.9
050400800 | C-SHAPED RUNNER L482.5 FOR B600 | EACH | 05.040.080.0 | 05.040.080.0
050400820 | C-SHAPED RUNNER L682.5 FOR B800 | EACH | 05.040.082.0 | 05.040.082.0
050401001 | 19" CABLE ROUTING PANEL FLEXIBLE 1U | EACH | 05.040.100.1 | 05.040.100.1
050401008 | 19" CABLE ROUTING PANEL FLEXIBLE 1U | EACH | 05.040.100.8 | 05.040.100.8
050401011 | 19" CABLE ROUTING PANEL FLEXIBLE 2U | EACH | 05.040.101.1 | 05.040.101.1
050401018 | CABLE ROUTING PANEL FLEXIBLE 2U 19" | EACH | 05.040.101.8 | 05.040.101.8
050401111 | 19" CABLE ROUTING PANEL 1U | EACH | 05.040.111.1 | 05.040.111.1
050401118 | 19" CABLE ROUTING PANEL 1U | EACH | 05.040.111.8 | 05.040.111.8
050401139 | CABLE ROUTING SET THREADED 10 PCS. | EACH | 05.040.113.9 | 05.040.113.9
050401509 | POLYTHENE U CLAMP SIZE 8-12 25PCS SET | EACH | 05.040.150.9 | 05.040.150.9
050401519 | POLYTHENE U CLAMP SIZE 12-16 25PCS SET | EACH | 05.040.151.9 | 05.040.151.9
050401529 | POLYTHENE U CLAMP SIZE 16-22 25PCS SET | EACH | 05.040.152.9 | 05.040.152.9
050401549 | POLYTHENE U CLAMP SIZE 22-28 25PCS SET | EACH | 05.040.154.9 | 05.040.154.9
050401559 | POLYTHENE U CLAMP SIZE 34-40 25PCS SET | EACH | 05.040.155.9 | 05.040.155.9
050401579 | POLYTHENE U CLAMP SIZE 46-52 25PCS SET | EACH | 05.040.157.9 | 05.040.157.9
050401609 | MULTIFUNCTIONAL BRACE D600 SET 4 PCS. | EACH | 05.040.160.9 | 05.040.160.9
050401619 | MULTIFUNCTIONAL BRACE D800 SET 4 PCS. | EACH | 05.040.161.9 | 05.040.161.9
050401629 | MULTIFUNCTIONAL BRACE D900 SET 4 PCS. | EACH | 05.040.162.9 | 05.040.162.9
050401639 | MULTIFUNCTIONAL BRACE D1000 SET 4 PCS. | EACH | 05.040.163.9 | 05.040.163.9
050401649 | MULTIFUNCTIONAL BRACE D1100 SET 4 PCS. | EACH | 05.040.164.9 | 05.040.164.9
050401659 | MULTIFUNCTIONAL BRACE D1200 SET 4 PCS. | EACH | 05.040.165.9 | 05.040.165.9
050401689 | MULTIFUNCTIONAL BRACE D365 SET 4 PCS. | EACH | 05.040.168.9 | 05.040.168.9
050401699 | MULTIFUNCTIONAL BRACE D565 SET 4 PCS. | EACH | 05.040.169.9 | 05.040.169.9
050401709 | MULTIFUNCTIONAL BRACE D440 SET 4 PCS. | EACH | 05.040.170.9 | 05.040.170.9
050401719 | MULTIFUNCTIONAL BRACE D640 SET 4 PCS. | EACH | 05.040.171.9 | 05.040.171.9
050401729 | MULTIFUNCTIONAL BRACE D740 SET 4 PCS. | EACH | 05.040.172.9 | 05.040.172.9
050401739 | MULTIFUNCTIONAL BRACE W600 SET 4 PCS. | EACH | 05.040.173.9 | 05.040.173.9
050401749 | MULTIFUNCTIONAL BRACE W800 SET 4 PCS. | EACH | 05.040.174.9 | 05.040.174.9
050401759 | MULTIFUNCTIONAL BRACE W450 SET 4 PCS | EACH | 05.040.175.9 | 05.040.175.9
050401819 | C-SHAPED RUNNER D800 L655 4PCS. | EACH | 05.040.181.9 | 05.040.181.9
050401829 | C-SHAPED RUNNER D900 L755 4PCS. | EACH | 05.040.182.9 | 05.040.182.9
050401839 | C-SHAPED RUNNER D1000 L855 4PCS. | EACH | 05.040.183.9 | 05.040.183.9
050401859 | C-SHAPED RUNNER D1200 L1055 4PCS. | EACH | 05.040.185.9 | 05.040.185.9
050401939 | C-SHAPED RUNNER W600 L534 4PCS. | EACH | 05.040.193.9 | 05.040.193.9
050401949 | C-SHAPED RUNNER W800 L734 4PCS. | EACH | 05.040.194.9 | 05.040.194.9
050402009 | CABLE ROUTING BRACE D600 SET 4PCS. | EACH | 05.040.200.9 | 05.040.200.9
050402019 | CABLE ROUTING BRACE D800 SET 4PCS. | EACH | 05.040.201.9 | 05.040.201.9
050402029 | CABLE ROUTING BRACE D900 SET 4PCS. | EACH | 05.040.202.9 | 05.040.202.9
050402039 | CABLE ROUTING BRACE D1000 SET 4PCS. | EACH | 05.040.203.9 | 05.040.203.9
050402059 | CABLE ROUTING BRACE D1200 SET 4PCS. | EACH | 05.040.205.9 | 05.040.205.9
050402139 | CABLE ROUTING BRACE W600 SET 4PCS. | EACH | 05.040.213.9 | 05.040.213.9
050402159 | CABLE ROUTING BRACE 19" SET 4PCS. | EACH | 05.040.215.9 | 05.040.215.9
050402209 | JUMPERING BRACKET UNIVERSAL 205X60/193 SET 4 PCS. | EACH | 05.040.220.9 | 05.040.220.9
050402219 | JUMPERING BRACKET 300X80/280X58 SET 4 PCS. | EACH | 05.040.221.9 | 05.040.221.9
050402229 | JUMPERING BRACKET 300X46/288X24 SET 4 PCS. | EACH | 05.040.222.9 | 05.040.222.9
050402249 | JUMPERING BRACKET 86X86/76X76 SET 4 PCS. | EACH | 05.040.224.9 | 05.040.224.9
050402259 | JUMPERING BRACKET 95X60/85X50 SET 4 PCS. | EACH | 05.040.225.9 | 05.040.225.9
050402269 | JUMPERING BRACKET 75X50/65X40 SET 4 PCS | EACH | 05.040.226.9 | 05.040.226.9
050402319 | JUMPERING BRACKET FLEXIBLE 82X43/72X33 SET 10PCS. | EACH | 05.040.231.9 | 05.040.231.9
050402329 | JUMPERING BRACKET FLEXIBLE 222X30/212X20 SET 10PCS. | EACH | 05.040.232.9 | 05.040.232.9
050402339 | JUMPERING BRACKET FLEXIBLE 102X82/92X72 SET 10PCS. | EACH | 05.040.233.9 | 05.040.233.9
050402511 | CABLE TROUGH W100 H2000 | EACH | 05.040.251.1 | 05.040.251.1
050402518 | CABLE TROUGH W100 H2000 | EACH | 05.040.251.8 | 05.040.251.8
050402521 | CABLE TROUGH W100 H2200 | EACH | 05.040.252.1 | 05.040.252.1
050402528 | CABLE TROUGH W100 H2200 | EACH | 05.040.252.8 | 05.040.252.8
050402541 | CABLE TROUGH W150 H2000 | EACH | 05.040.254.1 | 05.040.254.1
050402548 | CABLE TROUGH W150 H2000 | EACH | 05.040.254.8 | 05.040.254.8
050402551 | CABLE TROUGH W150 H2200 | EACH | 05.040.255.1 | 05.040.255.1
050402558 | CABLE TROUGH W150 H2200 | EACH | 05.040.255.8 | 05.040.255.8
050402571 | CABLE TROUGH W200 H2000 | EACH | 05.040.257.1 | 05.040.257.1
050402578 | CABLE TROUGH W200 H2000 | EACH | 05.040.257.8 | 05.040.257.8
050402581 | CABLE TROUGH W200 H2200 | EACH | 05.040.258.1 | 05.040.258.1
050402588 | CABLE TROUGH W200 H2200 | EACH | 05.040.258.8 | 05.040.258.8
050412039 | RAISED CHZ.HD SCREW M5X12 (50PCS.) | EACH | 05.041.203.9 | 05.041.203.9
050412049 | RAISED CHZ.HD SCREW M6X14 (50PCS.) | EACH | 05.041.204.9 | 05.041.204.9
050412909 | PHILLIPS HEAD SCREW M5 (50PCS.) | EACH | 05.041.290.9 | 05.041.290.9
050413209 | MOUNTING SET FormZ T-SLOT (SET) | EACH | 05.041.320.9 | 05.041.320.9
050413219 | MOUNTING SET FormZ MOUNTING HOLES M5/B1.5 (SET) | EACH | 05.041.321.9 | 05.041.321.9
050413229 | MOUNTING SET FormZ MOUNTING HOLES DPR (SET) | EACH | 05.041.322.9 | 05.041.322.9
050413239 | MOUNTING SET FormZ T-SLOT DPR (SET) | EACH | 05.041.323.9 | 05.041.323.9
050413249 | MOUNTING SET FormZ Vertiv Knürr CON Wall Enclosure (SET) | EACH | 05.041.324.9 | 05.041.324.9
050413259 | MOUNTING SET FormZ MOUNTING HOLES M5/B2.5 (SET) | EACH | 05.041.325.9 | 05.041.325.9
050413309 | OVAL HEAD SCREW FormZ M5x10 (50PCS.) | EACH | 05.041.330.9 | 05.041.330.9
050413319 | OVAL HEAD SCREW FormZ M5x16 (50PCS.) | EACH | 05.041.331.9 | 05.041.331.9
050413329 | OVAL HEAD SCREW FormZ M6x10 (50PCS.) | EACH | 05.041.332.9 | 05.041.332.9
050413339 | OVAL HEAD SCREW FormZ M6x16 (50PCS.) | EACH | 05.041.333.9 | 05.041.333.9
050413349 | SCREW DIN7500-CM6X10-TORX (50PCS.) | EACH | 05.041.334.9 | 05.041.334.9
050413359 | FP MOUNTING SET FormZ T-SLOT M5 WIDE (SET) | EACH | 05.041.335.9 | 05.041.335.9
050413369 | FP MOUNTING SET FormZ MOUNTING HOLES M5/Bl1.5 (SET) | EACH | 05.041.336.9 | 05.041.336.9
050413379 | FP MOUNTING SET FormZ MOUNTING HOLES M5/Bl2.5 (SET) | EACH | 05.041.337.9 | 05.041.337.9
050413389 | FP MOUNTING SET FormZ T-SLOT M5 NARROW (SET) | EACH | 05.041.338.9 | 05.041.338.9
050413409 | FP MOUNTING SET ROSETTE T-SLOT M5 WIDE (SET) | EACH | 05.041.340.9 | 05.041.340.9
050413419 | FP MOUNTING SET ROSETTE MOUNTING HOLES M5/Bl1.5 (SET) | EACH | 05.041.341.9 | 05.041.341.9
050413429 | FP MOUNTING SET ROSETTE MOUNTING HOLES M5/Bl2.5 (SET) | EACH | 05.041.342.9 | 05.041.342.9
050413439 | FP MOUNTING SET ROSETTE T-SLOT M5 NARROW (SET) | EACH | 05.041.343.9 | 05.041.343.9
050415029 | SPRING NUT M4 (50PCS.) | EACH | 05.041.502.9 | 05.041.502.9
050415039 | SPRING NUT M5 NARROW (50PCS.) | EACH | 05.041.503.9 | 05.041.503.9
050415137 | CAGED NUT M5/BL1.5 (50PCS.) | EACH | 05.041.513.7 | 05.041.513.7
050415147 | CAGED NUT M6/BL1.5 (50PCS.) | EACH | 05.041.514.7 | 05.041.514.7
050415187 | CAGED NUT M5/BL2.5 (50PCS.) | EACH | 05.041.518.7 | 05.041.518.7
050415197 | CAGED NUT M6/BL2.5 (50PCS.) | EACH | 05.041.519.7 | 05.041.519.7
050415207 | SLIDING NUT M2.5 (50PCS.) | EACH | 05.041.520.7 | 05.041.520.7
050415217 | SLIDING NUT M3 (50PCS.) | EACH | 05.041.521.7 | 05.041.521.7
050415227 | SLIDING NUT M4 (50PCS.) | EACH | 05.041.522.7 | 05.041.522.7
050415267 | SLIDING NUT M3 FLAT (50PCS.) | EACH | 05.041.526.7 | 05.041.526.7
050415328 | TENSILOCK NUT TENSILOCK-M4 (50PCS.) | EACH | 05.041.532.8 | 05.041.532.8
050415338 | TENSILOCK NUT TENSILOCK-M5 (50PCS.) | EACH | 05.041.533.8 | 05.041.533.8
050415748 | HEXAGON SOCKET DIN912-M5X8 (50PCS.) | EACH | 05.041.574.8 | 05.041.574.8
050415759 | HEXAGON SOCKET DIN912-M5X8-Micro (50PCS.) | EACH | 05.041.575.9 | 05.041.575.9
050416098 | OVAL HEAD SCREWn M4X12-10.9 (50PCS.) | EACH | 05.041.609.8 | 05.041.609.8
050416118 | OVAL HEAD SCREWn DIN7985-M5X8 (50PCS.) | EACH | 05.041.611.8 | 05.041.611.8
050416138 | OVAL HEAD SCREW M5X12+WASHER 5.3 (50PCS.) | EACH | 05.041.613.8 | 05.041.613.8
050416148 | OVAL HEAD SCREW M5X16+WASHER 5.3 (50PCS.) | EACH | 05.041.614.8 | 05.041.614.8
050416168 | OVAL HEAD SCREW M6X16+WASHER 6.4 (50PCS.) | EACH | 05.041.616.8 | 05.041.616.8
050433279 | CABLE ROLLER | EACH | 05.043.327.9 | 05.043.327.9
050450021 | DEPTH SUPPORT D900 h44 | EACH | 05.045.002.1 | 05.045.002.1
050450028 | DEPTH SUPPORT D900 h44 | EACH | 05.045.002.8 | 05.045.002.8
050450031 | DEPTH SUPPORT D1000 h44 | EACH | 05.045.003.1 | 05.045.003.1
050450038 | DEPTH SUPPORT D1000 h44 | EACH | 05.045.003.8 | 05.045.003.8
050450041 | DEPTH SUPPORT D1100 h44 | EACH | 05.045.004.1 | 05.045.004.1
050450048 | DEPTH SUPPORT D1100 h44 | EACH | 05.045.004.8 | 05.045.004.8
050450051 | DEPTH SUPPORT D1200 h44 | EACH | 05.045.005.1 | 05.045.005.1
050450058 | DEPTH SUPPORT D1200 h44 | EACH | 05.045.005.8 | 05.045.005.8
050450111 | CROSS WALL W300 h90 | EACH | 05.045.011.1 | 05.045.011.1
050450118 | CROSS WALL W300 h90 | EACH | 05.045.011.8 | 05.045.011.8
050450121 | CROSS WALL W600 h90 | EACH | 05.045.012.1 | 05.045.012.1
050450128 | CROSS WALL W600 h90 | EACH | 05.045.012.8 | 05.045.012.8
050450131 | CROSS WALL W800 h90 | EACH | 05.045.013.1 | 05.045.013.1
050450138 | CROSS WALL W800 h90 | EACH | 05.045.013.8 | 05.045.013.8
050450151 | CROSS WALL L2400 h90 | EACH | 05.045.015.1 | 05.045.015.1
050450158 | CROSS WALL L2400 h90 | EACH | 05.045.015.8 | 05.045.015.8
050450161 | CROSS WALL L3000 h90 | EACH | 05.045.016.1 | 05.045.016.1
050450168 | CROSS WALL L3000 h90 | EACH | 05.045.016.8 | 05.045.016.8
050450211 | CENTER SECTION W600 w200 RADIUS 25MM | EACH | 05.045.021.1 | 05.045.021.1
050450218 | CENTER SECTION W600 w200 RADIUS 25MM | EACH | 05.045.021.8 | 05.045.021.8
050450221 | CENTER SECTION W600 w600 RADIUS 25MM | EACH | 05.045.022.1 | 05.045.022.1
050450228 | CENTER SECTION W600 w600 RADIUS 25MM | EACH | 05.045.022.8 | 05.045.022.8
050450231 | CENTER SECTION W800 w200 RADIUS 25MM | EACH | 05.045.023.1 | 05.045.023.1
050450238 | CENTER SECTION W800 w200 RADIUS 25MM | EACH | 05.045.023.8 | 05.045.023.8
050450241 | CENTER SECTION W800 w600 RADIUS 25MM | EACH | 05.045.024.1 | 05.045.024.1
050450248 | CENTER SECTION W800 w600 RADIUS 25MM | EACH | 05.045.024.8 | 05.045.024.8
050450311 | JOINING SECTION w200 RADIUS 25mm | EACH | 05.045.031.1 | 05.045.031.1
050450318 | JOINING SECTION w200 RADIUS 25mm | EACH | 05.045.031.8 | 05.045.031.8
050450321 | JOINING SECTION w600 RADIUS 25mm | EACH | 05.045.032.1 | 05.045.032.1
050450328 | JOINING SECTION w600 RADIUS 25mm | EACH | 05.045.032.8 | 05.045.032.8
050450411 | END WALL w200 | EACH | 05.045.041.1 | 05.045.041.1
050450418 | END WALL w200 | EACH | 05.045.041.8 | 05.045.041.8
050450421 | END WALL w600 | EACH | 05.045.042.1 | 05.045.042.1
050450428 | END WALL w600 | EACH | 05.045.042.8 | 05.045.042.8
050450451 | CONNECTION PART | EACH | 05.045.045.1 | 05.045.045.1
050450458 | CONNECTION PART | EACH | 05.045.045.8 | 05.045.045.8
050450471 | FILLER PANEL 229 x 183 | EACH | 05.045.047.1 | 05.045.047.1
050450478 | FILLER PANEL 229 x 183 | EACH | 05.045.047.8 | 05.045.047.8
050450521 | CROSS SUPPORT W600 h166 | EACH | 05.045.052.1 | 05.045.052.1
050450528 | CROSS SUPPORT W600 h166 | EACH | 05.045.052.8 | 05.045.052.8
050450531 | CROSS SUPPORT W800 h166 | EACH | 05.045.053.1 | 05.045.053.1
050450538 | CROSS SUPPORT W800 h166 | EACH | 05.045.053.8 | 05.045.053.8
050450551 | CROSS CABLING FILLER PANEL 200x200 | EACH | 05.045.055.1 | 05.045.055.1
050450558 | CROSS CABLING FILLER PANEL 200x200 | EACH | 05.045.055.8 | 05.045.055.8
050450561 | CROSS CABLING FILLER PANEL 600x200 | EACH | 05.045.056.1 | 05.045.056.1
050450568 | CROSS CABLING FILLER PANEL 600x200 | EACH | 05.045.056.8 | 05.045.056.8
050450571 | CROSS CABLING FILLER PANEL 600x600 | EACH | 05.045.057.1 | 05.045.057.1
050450578 | CROSS CABLING FILLER PANEL 600x600 | EACH | 05.045.057.8 | 05.045.057.8
050450619 | WIRE BASKET L3000 w200 | EACH | 05.045.061.9 | 05.045.061.9
050450629 | WIRE BASKET L3000 w600 | EACH | 05.045.062.9 | 05.045.062.9
050451021 | Vertiv Knürr Cable Management VERT. 42U Vertiv Knürr DCM | PAIR | 05.045.102.1 | 05.045.102.1
050451028 | Vertiv Knürr Cable Management VERT. 42U Vertiv Knürr DCM | PAIR | 05.045.102.8 | 05.045.102.8
050451031 | Vertiv Knürr Cable Management VERT. 47U Vertiv Knürr DCM | PAIR | 05.045.103.1 | 05.045.103.1
050451038 | Vertiv Knürr Cable Management VERT. 47U Vertiv Knürr DCM | PAIR | 05.045.103.8 | 05.045.103.8
050451071 | Vertiv Knürr Cable Management VERT. 41U Vertiv Knürr MIR Rack | EACH | 05.045.107.1 | 05.045.107.1
050451078 | Vertiv Knürr Cable Management VERT. 41U Vertiv Knürr MIR Rack | EACH | 05.045.107.8 | 05.045.107.8
050451081 | Vertiv Knürr Cable Management VERT. 46U Vertiv Knürr MIR Rack | EACH | 05.045.108.1 | 05.045.108.1
050451088 | Vertiv Knürr Cable Management VERT. 46U Vertiv Knürr MIR Rack | EACH | 05.045.108.8 | 05.045.108.8
050451121 | COVER FOR Vertiv Knürr Cable Management VERT. 42U Vertiv Knürr DCM | EACH | 05.045.112.1 | 05.045.112.1
050451128 | COVER FOR Vertiv Knürr Cable Management VERT. 42U Vertiv Knürr DCM | EACH | 05.045.112.8 | 05.045.112.8
050451131 | COVER FOR Vertiv Knürr Cable Management VERT. 47U Vertiv Knürr DCM | EACH | 05.045.113.1 | 05.045.113.1
050451138 | COVER FOR Vertiv Knürr Cable Management VERT. 47U Vertiv Knürr DCM | EACH | 05.045.113.8 | 05.045.113.8
050451141 | Cover Panel for Vertical Vertiv Knürr Cable Management H2000 | EACH | 05.045.114.1 | 05.045.114.1
050451148 | Cover Panel for Vertical Vertiv Knürr Cable Management H2000 | EACH | 05.045.114.8 | 05.045.114.8
050451151 | Cover Panel for Vertical Vertiv Knürr Cable Management H2200 | EACH | 05.045.115.1 | 05.045.115.1
050451158 | Cover Panel for Vertical Vertiv Knürr Cable Management H2200 | EACH | 05.045.115.8 | 05.045.115.8
050451171 | COVER F. Vertiv Knürr Cable Management VERT. 41U Vertiv Knürr MIR Rack | EACH | 05.045.117.1 | 05.045.117.1
050451178 | COVER F. Vertiv Knürr Cable Management VERT. 41U Vertiv Knürr MIR Rack | EACH | 05.045.117.8 | 05.045.117.8
050451181 | COVER F. Vertiv Knürr Cable Management VERT. 46U Vertiv Knürr MIR Rack | EACH | 05.045.118.1 | 05.045.118.1
050451188 | COVER F. Vertiv Knürr Cable Management VERT. 46U Vertiv Knürr MIR Rack | EACH | 05.045.118.8 | 05.045.118.8
050451201 | Vertiv Knürr Cable Management 19" HORIZONTAL 1U | EACH | 05.045.120.1 | 05.045.120.1
050451208 | Vertiv Knürr Cable Management 19" HORIZONTAL 1U | EACH | 05.045.120.8 | 05.045.120.8
050451211 | COVER FOR 19" Vertiv Knürr Cable Management HORIZON. 1U | EACH | 05.045.121.1 | 05.045.121.1
050451218 | COVER FOR 19" Vertiv Knürr Cable Management HORIZON. 1U | EACH | 05.045.121.8 | 05.045.121.8
050451221 | Vertiv Knürr Cable Management 19" HORIZONTAL 2U | EACH | 05.045.122.1 | 05.045.122.1
050451228 | Vertiv Knürr Cable Management 19" HORIZONTAL 2U | EACH | 05.045.122.8 | 05.045.122.8
050451231 | COVER FOR 19" Vertiv Knürr Cable Management HORIZON. 2U | EACH | 05.045.123.1 | 05.045.123.1
050451238 | COVER FOR 19" Vertiv Knürr Cable Management HORIZON. 2U | EACH | 05.045.123.8 | 05.045.123.8
050451309 | SET BRUSH STRIPS F. Vertiv Knürr Cable Management VERT. | EACH | 05.045.130.9 | 05.045.130.9
050451321 | SET AIR PARTITIONING F. Vertiv Knürr Cable Management Vertiv Knürr DCM | EACH | 05.045.132.1 | 05.045.132.1
050451328 | SET AIR PARTITIONING F. Vertiv Knürr Cable Management Vertiv Knürr DCM | EACH | 05.045.132.8 | 05.045.132.8
050451331 | SET AIR PARTITIONING F. Vertiv Knürr Cable Management H2000 | EACH | 05.045.133.1 | 05.045.133.1
050451338 | SET AIR PARTITIONING F. Vertiv Knürr Cable Management H2000 | EACH | 05.045.133.8 | 05.045.133.8
050451341 | SET AIR PARTITIONING F. Vertiv Knürr Cable Management H2200 | EACH | 05.045.134.1 | 05.045.134.1
050451348 | SET AIR PARTITIONING F. Vertiv Knürr Cable Management H2200 | EACH | 05.045.134.8 | 05.045.134.8
050451361 | SET CASCADING F. Vertiv Knürr Cable Management VERT. Vertiv Knürr DCM | EACH | 05.045.136.1 | 05.045.136.1
050451368 | SET CASCADING F. Vertiv Knürr Cable Management VERT. Vertiv Knürr DCM | EACH | 05.045.136.8 | 05.045.136.8
050451371 | SET CASCADING F. Vertiv Knürr Cable Management VERT. MIR | EACH | 05.045.137.1 | 05.045.137.1
050451378 | SET CASCADING F. Vertiv Knürr Cable Management VERT. MIR | EACH | 05.045.137.8 | 05.045.137.8
050451451 | CableTray to back d565-750 | EACH | 05.045.145.1 | 05.045.145.1
050451458 | CableTray to back d565-750 | EACH | 05.045.145.8 | 05.045.145.8
050451521 | Knürr MIR2 Rack - Vertiv Knürr Cable Management, Vertical H2000 | EACH | 05.045.152.1 | 05.045.152.1
050451528 | Knürr MIR2 Rack - Vertiv Knürr Cable Management, Vertical H2000 | EACH | 05.045.152.8 | 05.045.152.8
050451531 | Knürr MIR2 Rack - Vertiv Knürr Cable Management, Vertical H2200 | EACH | 05.045.153.1 | 05.045.153.1
050451538 | Knürr MIR2 Rack - Vertiv Knürr Cable Management, Vertical H2200 | EACH | 05.045.153.8 | 05.045.153.8
011314659001 | COMPACT LAMP | EACH | 1131.465.900.1 | 1131.465.900.1
050450011001 | Rack top cable management - Depth support, for rack depth 1300 mm, color RAL 7035 light gray | EACH | 5045.001.100.1 | 5045.001.100.1
050450011002 | Rack top cable management - Depth support, for rack depth 1400 mm, color RAL 7035 light gray | EACH | 5045.001.100.2 | 5045.001.100.2
050450011003 | Rack top cable management - Depth support, for rack depth 1500 mm, color RAL 7035 light gray | EACH | 5045.001.100.3 | 5045.001.100.3
050450018001 | Rack top cable management - Depth support, for rack depth 1300 mm, color RAL 7021 dark grey | EACH | 5045.001.800.1 | 5045.001.800.1
050450018002 | Rack top cable management - Depth support, for rack depth 1400 mm, color RAL 7021 dark grey | EACH | 5045.001.800.2 | 5045.001.800.2
050450018003 | Rack top cable management - Depth support, for rack depth 1500 mm, color RAL 7021 dark grey | EACH | 5045.001.800.3 | 5045.001.800.3
050401609001 | Multifunctional brace D300MM | EACH | 5040.160.900.1 | 5040.160.900.1
050401809001 | C-Extrusion Rail D300 mm | EACH | 5040.180.900.1 | 5040.180.900.1
050402009001 | Cable Routing Brace D300 /L193,5mm Set 4PCS | EACH | 5040.200.900.1 | 5040.200.900.1
030280211 | Vertiv Knürr DCC Containment SWING DOOR AW1200 H2000 SET | EACH | 03.028.021.1 | 03.028.021.1
030280218 | Vertiv Knürr DCC Containment SWING DOOR AW1200 H2000 SET | EACH | 03.028.021.8 | 03.028.021.8
030290581001 | Vertiv Knürr DCC Containment FILLER PANEL W300 H2000-2700 | EACH | 3029.058.100.1 | 3029.058.100.1
030290581004 | Vertiv Knürr DCC Containment FILLER PANEL W300 H2000-2700 | EACH | 3029.058.100.4 | 3029.058.100.4
030290581006 | Vertiv Knürr DCC Containment FILLER PANEL W600 H2000-2700 | EACH | 3029.058.100.6 | 3029.058.100.6
030290588001 | Vertiv Knürr DCC Containment FILLER PANEL W600 H2000-2700 | EACH | 3029.058.800.1 | 3029.058.800.1
030290588004 | Vertiv Knürr DCC Containment FILLER PANEL W800 H2000-2700 | EACH | 3029.058.800.4 | 3029.058.800.4
030290588006 | Vertiv Knürr DCC Containment FILLER PANEL W800 H2000-2700 | EACH | 3029.058.800.6 | 3029.058.800.6
030280221 | Vertiv Knürr DCC Containment SWING DOOR AW1200 H2200 SET | EACH | 03.028.022.1 | 03.028.022.1
030280228 | Vertiv Knürr DCC Containment SWING DOOR AW1200 H2200 SET | EACH | 03.028.022.8 | 03.028.022.8
030280461 | Vertiv Knürr DCC Containment SWING DOOR AW1800 H2000 SET | EACH | 03.028.046.1 | 03.028.046.1
030280468 | Vertiv Knürr DCC Containment SWING DOOR AW1800 H2000 SET | EACH | 03.028.046.8 | 03.028.046.8
030280471 | Vertiv Knürr DCC Containment SWING DOOR AW1800 H2200 SET | EACH | 03.028.047.1 | 03.028.047.1
030280478 | Vertiv Knürr DCC Containment SWING DOOR AW1800 H2200 SET | EACH | 03.028.047.8 | 03.028.047.8
030282119 | RAISED FLOOR AIR BARRAGE C.ENTRY 200X130 | EACH | 03.028.211.9 | 03.028.211.9
030282129 | RAISED FLOOR AIR BARRAGE C.ENTRY 530X130 | EACH | 03.028.212.9 | 03.028.212.9
030290101 | Vertiv Knürr DCC Containment END BRACKET AW1200 (PAIR) | EACH | 03.029.010.1 | 03.029.010.1
030290108 | Vertiv Knürr DCC Containment END BRACKET AW1200 (PAIR) | EACH | 03.029.010.8 | 03.029.010.8
030290121 | Vertiv Knürr DCC Containment END BRACKET AW1800 (PAIR) | EACH | 03.029.012.1 | 03.029.012.1
030290128 | Vertiv Knürr DCC Containment END BRACKET AW1800 (PAIR) | EACH | 03.029.012.8 | 03.029.012.8
030290261 | Vertiv Knürr DCC Containment SLIDING DOOR AW1200 H2000 | EACH | 03.029.026.1 | 03.029.026.1
030290268 | Vertiv Knürr DCC Containment SLIDING DOOR AW1200 H2000 | EACH | 03.029.026.8 | 03.029.026.8
030290271 | Vertiv Knürr DCC Containment SLIDING DOOR AW1200 H2200 | EACH | 03.029.027.1 | 03.029.027.1
030290278 | Vertiv Knürr DCC Containment SLIDING DOOR AW1200 H2200 | EACH | 03.029.027.8 | 03.029.027.8
030290291 | Vertiv Knürr DCC Containment SLIDING DOOR ACCESS CONTROL | EACH | 03.029.029.1 | 03.029.029.1
030290298 | Vertiv Knürr DCC Containment SLIDING DOOR ACCESS CONTROL | EACH | 03.029.029.8 | 03.029.029.8
030290311 | Vertiv Knürr DCC Containment END WALL ELEMENT AW1200 H2000 | EACH | 03.029.031.1 | 03.029.031.1
030290318 | Vertiv Knürr DCC Containment END WALL ELEMENT AW1200 H2000 | EACH | 03.029.031.8 | 03.029.031.8
030290321 | Vertiv Knürr DCC Containment END WALL ELEMENT AW1200 H2200 | EACH | 03.029.032.1 | 03.029.032.1
030290328 | Vertiv Knürr DCC Containment END WALL ELEMENT AW1200 H2200 | EACH | 03.029.032.8 | 03.029.032.8
030290371 | Vertiv Knürr DCC Containment END WALL ELEMENT AW1800 H2000 | EACH | 03.029.037.1 | 03.029.037.1
030290378 | Vertiv Knürr DCC Containment END WALL ELEMENT AW1800 H2000 | EACH | 03.029.037.8 | 03.029.037.8
030290381 | Vertiv Knürr DCC Containment END WALL ELEMENT AW1800 H2200 | EACH | 03.029.038.1 | 03.029.038.1
030290388 | Vertiv Knürr DCC Containment END WALL ELEMENT AW1800 H2200 | EACH | 03.029.038.8 | 03.029.038.8
030290409 | Vertiv Knürr DCC Containment KIT SEALING 4.8M | SET | 03.029.040.9 | 03.029.040.9
030290411 | Vertiv Knürr DCC Containment PROTECTION BRACKET ROOF | PAIR | 03.029.041.1 | 03.029.041.1
030290418 | Vertiv Knürr DCC Containment PROTECTION BRACKET ROOF | PAIR | 03.029.041.8 | 03.029.041.8
030290429 | Vertiv Knürr DCC Containment UL-FOAM 40x40 5x2M (5PCS.) | EACH | 03.029.042.9 | 03.029.042.9
030290439 | Vertiv Knürr DCC Containment UL-FOAM 20x20 5x2M (5PCS.) | EACH | 03.029.043.9 | 03.029.043.9
030290449 | Vertiv Knürr DCC Containment UL-FOAM 5x10 5x2M (5PCS.) | EACH | 03.029.044.9 | 03.029.044.9
030290459 | Vertiv Knürr DCC Containment UL-FOAM 25x40 5x2M (5PCS.) | EACH | 03.029.045.9 | 03.029.045.9
030290461 | Vertiv Knürr DCC Containment ELECTRICAL DOOR CLOSER | EACH | 03.029.046.1 | 03.029.046.1
030290468 | Vertiv Knürr DCC Containment ELECTRICAL DOOR CLOSER | EACH | 03.029.046.8 | 03.029.046.8
030290471 | Vertiv Knürr DCC Containment MECHANICAL DOOR CLOSER | EACH | 03.029.047.1 | 03.029.047.1
030290478 | Vertiv Knürr DCC Containment MECHANICAL DOOR CLOSER | EACH | 03.029.047.8 | 03.029.047.8
030290489 | Vertiv Knürr DCC Containment UL-FOAM 40x25 5x2M (5PCS.) | EACH | 03.029.048.9 | 03.029.048.9
030290511 | Vertiv Knürr DCC Containment HEIGHT PANEL H200 W600 | EACH | 03.029.051.1 | 03.029.051.1
030290518 | Vertiv Knürr DCC Containment HEIGHT PANEL H200 W600 | EACH | 03.029.051.8 | 03.029.051.8
030290521 | Vertiv Knürr DCC Containment HEIGHT PANEL H200 W800 | EACH | 03.029.052.1 | 03.029.052.1
030290528 | Vertiv Knürr DCC Containment HEIGHT PANEL H200 W800 | EACH | 03.029.052.8 | 03.029.052.8
030290551 | Vertiv Knürr DCC Containment FILLER PANEL W300 | EACH | 03.029.055.1 | 03.029.055.1
030290558 | Vertiv Knürr DCC Containment FILLER PANEL W300 | EACH | 03.029.055.8 | 03.029.055.8
030290561 | Vertiv Knürr DCC Containment FILLER PANEL W600 | EACH | 03.029.056.1 | 03.029.056.1
030290568 | Vertiv Knürr DCC Containment FILLER PANEL W600 | EACH | 03.029.056.8 | 03.029.056.8
030290581 | Vertiv Knürr DCC Containment FILLER PANEL W800 | EACH | 03.029.058.1 | 03.029.058.1
030290588 | Vertiv Knürr DCC Containment FILLER PANEL W800 | EACH | 03.029.058.8 | 03.029.058.8
030290661 | Vertiv Knürr DCC Containment SLIDING DOOR AW1800 H2000 | EACH | 03.029.066.1 | 03.029.066.1
030290668 | Vertiv Knürr DCC Containment SLIDING DOOR AW1800 H2000 | EACH | 03.029.066.8 | 03.029.066.8
030290671 | Vertiv Knürr DCC Containment SLIDING DOOR AW1800 H2200 | EACH | 03.029.067.1 | 03.029.067.1
030290678 | Vertiv Knürr DCC Containment SLIDING DOOR AW1800 H2200 | EACH | 03.029.067.8 | 03.029.067.8
030290901 | RAISED FLOOR GRATE RAL7035 | EACH | 03.029.090.1 | 03.029.090.1
030290908 | RAISED FLOOR GRATE RAL7021 | EACH | 03.029.090.8 | 03.029.090.8
030291151 | Vertiv Knürr DCC Containment CROSS BR. EXTINGUISH GB1200 | EACH | 03.029.115.1 | 03.029.115.1
030291158 | Vertiv Knürr DCC Containment CROSS BR. EXTINGUISH GB1200 | EACH | 03.029.115.8 | 03.029.115.8
030291171 | Vertiv Knürr DCC Containment CROSS BR. EXTINGUISH GB1800 | EACH | 03.029.117.1 | 03.029.117.1
030291178 | Vertiv Knürr DCC Containment CROSS BR. EXTINGUISH GB1800 | EACH | 03.029.117.8 | 03.029.117.8
030291201 | Vertiv Knürr DCC Containment ROOF W300 AW1200 | EACH | 03.029.120.1 | 03.029.120.1
030291208 | Vertiv Knürr DCC Containment ROOF W300 AW1200 | EACH | 03.029.120.8 | 03.029.120.8
030291221 | Vertiv Knürr DCC Containment ROOF W300 AW1800 | EACH | 03.029.122.1 | 03.029.122.1
030291228 | Vertiv Knürr DCC Containment ROOF W300 AW1800 | EACH | 03.029.122.8 | 03.029.122.8
030291231 | Vertiv Knürr DCC Containment ROOF W600 AW1200 | EACH | 03.029.123.1 | 03.029.123.1
030291238 | Vertiv Knürr DCC Containment ROOF W600 AW1200 | EACH | 03.029.123.8 | 03.029.123.8
030291251 | Vertiv Knürr DCC Containment ROOF W600 AW1800 | EACH | 03.029.125.1 | 03.029.125.1
030291258 | Vertiv Knürr DCC Containment ROOF W600 AW1800 | EACH | 03.029.125.8 | 03.029.125.8
030291261 | Vertiv Knürr DCC Containment ROOF W800 AW1200 | EACH | 03.029.126.1 | 03.029.126.1
030291268 | Vertiv Knürr DCC Containment ROOF W800 AW1200 | EACH | 03.029.126.8 | 03.029.126.8
030291281 | Vertiv Knürr DCC Containment ROOF W800 AW1800 | EACH | 03.029.128.1 | 03.029.128.1
030291288 | Vertiv Knürr DCC Containment ROOF W800 AW1800 | EACH | 03.029.128.8 | 03.029.128.8
030291291 | Vertiv Knürr DCC Containment ROOF W2400 AW1200 | EACH | 03.029.129.1 | 03.029.129.1
030291298 | Vertiv Knürr DCC Containment ROOF W2400 AW1200 | EACH | 03.029.129.8 | 03.029.129.8
030291311 | Vertiv Knürr DCC Containment ROOF W2400 AW1800 | EACH | 03.029.131.1 | 03.029.131.1
030291318 | Vertiv Knürr DCC Containment ROOF W2400 AW1800 | EACH | 03.029.131.8 | 03.029.131.8
030291321 | Vertiv Knürr DCC Containment SENSORBOX KIT | EACH | 03.029.132.1 | 03.029.132.1
030291328 | Vertiv Knürr DCC Containment SENSORBOX KIT | EACH | 03.029.132.8 | 03.029.132.8
030291341 | Vertiv Knürr DCC Containment Vertiv Knürr DCM GAP COVERING B300 | EACH | 03.029.134.1 | 03.029.134.1
030291348 | Vertiv Knürr DCC Containment Vertiv Knürr DCM GAP COVERING W300 | EACH | 03.029.134.8 | 03.029.134.8
030291351 | Vertiv Knürr DCC Containment Vertiv Knürr DCM GAP COVERING B600 | EACH | 03.029.135.1 | 03.029.135.1
030291358 | Vertiv Knürr DCC Containment Vertiv Knürr DCM GAP COVERING B600 | EACH | 03.029.135.8 | 03.029.135.8
030291371 | Vertiv Knürr DCC Containment Vertiv Knürr DCM GAP COVERING B800 | EACH | 03.029.137.1 | 03.029.137.1
030291378 | Vertiv Knürr DCC Containment Vertiv Knürr DCM GAP COVERING W800 | EACH | 03.029.137.8 | 03.029.137.8
030291391 | Vertiv Knürr DCC Containment Vertiv Knürr DCM GAP COVERING W1000 | EACH | 03.029.139.1 | 03.029.139.1
030291398 | Vertiv Knürr DCC Containment Vertiv Knürr DCM GAP COVERING W1000 | EACH | 03.029.139.8 | 03.029.139.8
030291401 | Vertiv Knürr DCC Containment Höhenblende Vertiv Knürr DCM H221 B300 | EACH | 03.029.140.1 | 03.029.140.1
030291408 | Vertiv Knürr DCC Containment HEIGHT PANEL Vertiv Knürr DCM H221 W300 | EACH | 03.029.140.8 | 03.029.140.8
030291411 | Vertiv Knürr DCC Containment HEIGHT PANEL Vertiv Knürr DCM H221 W600 | EACH | 03.029.141.1 | 03.029.141.1
030291418 | Vertiv Knürr DCC Containment HEIGHT PANEL Vertiv Knürr DCM H221 W600 | EACH | 03.029.141.8 | 03.029.141.8
030291431 | Vertiv Knürr DCC Containment HEIGHT PANEL Vertiv Knürr DCM H221 W800 | EACH | 03.029.143.1 | 03.029.143.1
030291438 | Vertiv Knürr DCC Containment HEIGHT PANEL Vertiv Knürr DCM H221 W800 | EACH | 03.029.143.8 | 03.029.143.8
030291451 | Vertiv Knürr DCC Containment HEIGHT PANEL Vertiv Knürr DCM H221 W1000 | EACH | 03.029.145.1 | 03.029.145.1
030291458 | Vertiv Knürr DCC Containment HEIGHT PANEL Vertiv Knürr DCM H221 W1000 | EACH | 03.029.145.8 | 03.029.145.8
030291901 | Vertiv Knürr DCC Containment SLIDING DOOR AW900-1200 H2000-2200 WALL | EACH | 03.029.190.1 | 03.029.190.1
030291908 | Vertiv Knürr DCC Containment SLIDING DOOR AW900-1200 H2000-2200 WALL | EACH | 03.029.190.8 | 03.029.190.8
030291921 | Vertiv Knürr DCC Containment ELECTR. DOOR CLOSER WALL-M. | EACH | 03.029.192.1 | 03.029.192.1
030291928 | Vertiv Knürr DCC Containment ELECTR. DOOR CLOSER WALL-M. | EACH | 03.029.192.8 | 03.029.192.8
030291931 | Vertiv Knürr DCC Containment MECH. DOOR CLOSER WALL-MOUNT. | EACH | 03.029.193.1 | 03.029.193.1
030291938 | Vertiv Knürr DCC Containment MECH. DOOR CLOSER WALL-MOUNT. | EACH | 03.029.193.8 | 03.029.193.8
030291951 | Vertiv Knürr DCC Containment ROOF WALL-MOUNT AW1200 L300 | EACH | 03.029.195.1 | 03.029.195.1
030291958 | Vertiv Knürr DCC Containment ROOF WALL-MOUNT AW1200 L300 | EACH | 03.029.195.8 | 03.029.195.8
030291961 | Vertiv Knürr DCC Containment ROOF WALL-MOUNT AW1200 L600 | EACH | 03.029.196.1 | 03.029.196.1
030291968 | Vertiv Knürr DCC Containment ROOF WALL-MOUNT AW1200 L600 | EACH | 03.029.196.8 | 03.029.196.8
030291971 | Vertiv Knürr DCC Containment ROOF WALL-MOUNT AW1200 L800 | EACH | 03.029.197.1 | 03.029.197.1
030291978 | Vertiv Knürr DCC Containment ROOF WALL-MOUNT AW1200 L800 | EACH | 03.029.197.8 | 03.029.197.8
030291981 | Vertiv Knürr DCC Containment ROOF WALL-MOUNT AW1200 L2400 | EACH | 03.029.198.1 | 03.029.198.1
030291988 | Vertiv Knürr DCC Containment ROOF WALL-MOUNT AW1200 L2400 | EACH | 03.029.198.8 | 03.029.198.8
030291991 | Vertiv Knürr DCC Containment END BRACKET WALL AW1200 (PAIR) | EACH | 03.029.199.1 | 03.029.199.1
030291998 | Vertiv Knürr DCC Containment END BRACKET WALL AW1200 (PAIR) | EACH | 03.029.199.8 | 03.029.199.8
030292001 | SwitchTube RAISED FLOOR H2000 | EACH | 03.029.200.1 | 03.029.200.1
030292008 | SwitchTube RAISED FLOOR H2000 | EACH | 03.029.200.8 | 03.029.200.8
030292021 | SwitchTube RAISED FLOOR H2200 | EACH | 03.029.202.1 | 03.029.202.1
030292028 | SwitchTube RAISED FLOOR H2200 | EACH | 03.029.202.8 | 03.029.202.8
030292071 | SwitchTube 19" 2U SWITCH BACK-TO-FRONT | EACH | 03.029.207.1 | 03.029.207.1
030292078 | SwitchTube 19" 2U SWITCH BACK-TO-FRONT | EACH | 03.029.207.8 | 03.029.207.8
030292081 | SwitchTube 19" FOR 3U SWITCH | EACH | 03.029.208.1 | 03.029.208.1
030292088 | SwitchTube 19" FOR 3U SWITCH | EACH | 03.029.208.8 | 03.029.208.8
030292101 | SwitchTube 19" FOR 1U SWITCH | EACH | 03.029.210.1 | 03.029.210.1
030292108 | SwitchTube 19" FOR 1U SWITCH | EACH | 03.029.210.8 | 03.029.210.8
030292111 | SwitchTube 19" FOR 2U SWITCH | EACH | 03.029.211.1 | 03.029.211.1
030292118 | SwitchTube 19" FOR 2U SWITCH | EACH | 03.029.211.8 | 03.029.211.8
030292121 | SwitchTube 19" FOR 1U SWITCH BACK-TO-FRONT | EACH | 03.029.212.1 | 03.029.212.1
030292128 | SwitchTube 19" FOR 1U SWITCH BACK-TO-FRONT | EACH | 03.029.212.8 | 03.029.212.8
030292131 | SwitchTube 19" CORE 7-12U 320MM | EACH | 03.029.213.1 | 03.029.213.1
030292138 | SwitchTube 19" CORE 7-12U 320MM | EACH | 03.029.213.8 | 03.029.213.8
030292141 | SwitchTube 19" CORE 4-6U 550MM | EACH | 03.029.214.1 | 03.029.214.1
030292148 | SwitchTube 19" CORE 4-6U 550MM | EACH | 03.029.214.8 | 03.029.214.8
030292151 | SwitchTube 19" CORE 7-12U 610MM | EACH | 03.029.215.1 | 03.029.215.1
030292158 | SwitchTube 19" CORE 7-12U 610MM | EACH | 03.029.215.8 | 03.029.215.8
030292171 | SwitchTube 19" CORE 12-21U 460MM | EACH | 03.029.217.1 | 03.029.217.1
030292178 | SwitchTube 19" CORE 12-21U 460MM | EACH | 03.029.217.8 | 03.029.217.8
030292181 | SwitchTube 19" CORE 12-21U 610MM | EACH | 03.029.218.1 | 03.029.218.1
030292188 | SwitchTube 19" CORE 12-21U 610MM | EACH | 03.029.218.8 | 03.029.218.8
030292191 | SwitchTube 19" CORE 7-12U 460MM | EACH | 03.029.219.1 | 03.029.219.1
030292198 | SwitchTube 19" CORE 7-12U 460MM | EACH | 03.029.219.8 | 03.029.219.8
030292221 | SwitchRack FOR CISCO NEXUS 7018 | EACH | 03.029.222.1 | 03.029.222.1
030292228 | SwitchRack FOR CISCO NEXUS 7018 | EACH | 03.029.222.8 | 03.029.222.8
030292307 | SwitchTube CHASSIS RUNNER d740 PAIR | PAIR | 03.029.230.7 | 03.029.230.7
SA1-01001NB | SWITCHAIR PASSIVE DUAL SIDE INTAKE 1U | EACH | SA1-01001NB | SA1-01001NB
SA1-01001SS | SWITCHAIR PASSIVE SINGLE SIDE INTAKE 1U | EACH | SA1-01001SS | SA1-01001SS
SA1-01002 | SWITCHAIR PASSIVE REAR IN-FRONT EXH 1U | EACH | SA1-01002 | SA1-01002
SA1-01002L | SWITCHAIR PASSIVE REAR IN-FRONT EXH 1U | EACH | SA1-01002L | SA1-01002L
SA1-01002S | SWITCHAIR PASSIVE REAR IN-FRONT EXH 1U | EACH | SA1-01002S | SA1-01002S
SA1-01002XS | SWITCHAIR PASSIVE REAR IN-FRONT EXH 1U | EACH | SA1-01002XS | SA1-01002XS
SA1-01002XLNB | SWITCHAIR PASSIVE REAR IN-FRONT EXH 1U | EACH | SA1-01002XLNB | SA1-01002XLNB
SA1-02003 | SWITCHAIR PASSIVE REAR IN-FRONT EXH 2U | EACH | SA1-02003 | SA1-02003
SA1-02003L | SWITCHAIR PASSIVE REAR IN-FRONT EXH 2U | EACH | SA1-02003L | SA1-02003L
SA1-02003S | SWITCHAIR PASSIVE REAR IN-FRONT EXH 2U | EACH | SA1-02003S | SA1-02003S
SA1-02003XS | SWITCHAIR PASSIVE REAR INTAKE 2U | EACH | SA1-02003XS | SA1-02003XS
SA1-02005 | SWITCHAIR PASSIVE SIDE INTAKE 2U | EACH | SA1-02005 | SA1-02005
SA1-03001 | SWITCHAIR PASSIVE SIDE INTAKE 3U | EACH | SA1-03001 | SA1-03001
SA1-09001 | SWITCHAIR PASSIVE SIDE EXH DEFLECTOR 9U | EACH | SA1-09001 | SA1-09001
SA2-002 | SWITCHAIR ACTIVE SIDE IN OR REAR IN 2U | EACH | SA2-002 | SA2-002
SA2-003 | SWITCHAIR ACTIVE SINGLE SIDE INTAKE 2U | EACH | SA2-003 | SA2-003
SA2-004 | SWITCHAIR ACTIVE FRONT INTAKE 2U | EACH | SA2-004 | SA2-004
SA2-006 | SWITCHAIR ACTIVE SIDE IN CORE SWITCH 2U | EACH | SA2-006 | SA2-006
012404409 | Vertiv Knürr DPR Enclosure 19" EXTRUSION T-SLOT 6U | PAIR | 01.240.440.9 | 01.240.440.9
012404439 | Vertiv Knürr DPR Enclosure 19" EXTRUSION T-SLOT 9U | PAIR | 01.240.443.9 | 01.240.443.9
012404459 | Vertiv Knürr DPR Enclosure 19" EXTRUSION T-SLOT 12U | PAIR | 01.240.445.9 | 01.240.445.9
012404469 | Vertiv Knürr DPR Enclosure 19" EXTRUSION T-SLOT 15U | PAIR | 01.240.446.9 | 01.240.446.9
012404479 | Vertiv Knürr DPR Enclosure 19" EXTRUSION T-SLOT 18U | PAIR | 01.240.447.9 | 01.240.447.9
012404489 | Vertiv Knürr DPR Enclosure 19" EXTRUSION T-SLOT 21U | PAIR | 01.240.448.9 | 01.240.448.9
012404499 | Vertiv Knürr DPR Enclosure 19" EXTRUSION T-SLOT 24U | PAIR | 01.240.449.9 | 01.240.449.9
012404541 | Vertiv Knürr DPR Enclosure REAR PANEL CLOSED 6U | EACH | 01.240.454.1 | 01.240.454.1
012404571 | Vertiv Knürr DPR Enclosure REAR PANEL CLOSED 9U | EACH | 01.240.457.1 | 01.240.457.1
012404591 | Vertiv Knürr DPR Enclosure REAR PANEL CLOSED 12U | EACH | 01.240.459.1 | 01.240.459.1
012404601 | Vertiv Knürr DPR Enclosure REAR PANEL CLOSED 15U | EACH | 01.240.460.1 | 01.240.460.1
012404611 | Vertiv Knürr DPR Enclosure REAR PANEL CLOSED 18U | EACH | 01.240.461.1 | 01.240.461.1
012404621 | Vertiv Knürr DPR Enclosure REAR PANEL CLOSED 21U | EACH | 01.240.462.1 | 01.240.462.1
012404909 | Vertiv Knürr DPR Enclosure 19" EXTRUSION MOUNTING HOLES 6U | PAIR | 01.240.490.9 | 01.240.490.9
012404939 | Vertiv Knürr DPR Enclosure 19" EXTRUSION MOUNTING HOLES 9U | PAIR | 01.240.493.9 | 01.240.493.9
012404959 | Vertiv Knürr DPR Enclosure 19" EXTRUSION MOUNTING HOLES 12U | PAIR | 01.240.495.9 | 01.240.495.9
012404969 | Vertiv Knürr DPR Enclosure 19" EXTRUSION MOUNTING HOLES 15U | PAIR | 01.240.496.9 | 01.240.496.9
012404979 | Vertiv Knürr DPR Enclosure 19" EXTRUSION MOUNTING HOLES 18U | PAIR | 01.240.497.9 | 01.240.497.9
012404989 | Vertiv Knürr DPR Enclosure 19" EXTRUSION MOUNTING HOLES 21U | PAIR | 01.240.498.9 | 01.240.498.9
012404999 | Vertiv Knürr DPR Enclosure 19" EXTRUSION MOUNTING HOLES 24U | PAIR | 01.240.499.9 | 01.240.499.9
012405279 | Vertiv Knürr DPR Enclosure TWIN CASTOR SET D50 (4 PCS) | EACH | 01.240.527.9 | 01.240.527.9
012405289 | Vertiv Knürr DPR Enclosure TWIN CASTOR SET D75 (4 PCS) | EACH | 01.240.528.9 | 01.240.528.9
012405339 | Vertiv Knürr DPR Enclosure RETAINING BRACKET SET | PAIR | 01.240.533.9 | 01.240.533.9
012406411 | Vertiv Knürr DPR Enclosure MULTIFUNCTION HANDLES D500 | PAIR | 01.240.641.1 | 01.240.641.1
012406421 | Vertiv Knürr DPR Enclosure MULTIFUNCTION HANDLES D600 | PAIR | 01.240.642.1 | 01.240.642.1
012406431 | Vertiv Knürr DPR Enclosure MULTIFUNCTION HANDLES D700 | PAIR | 01.240.643.1 | 01.240.643.1
012406441 | Vertiv Knürr DPR Enclosure MULTIFUNCTION HANDLES D800 | PAIR | 01.240.644.1 | 01.240.644.1
012434009 | Vertiv Knürr DPR Enclosure EARTHING SET FOR ENCLOSURE | EACH | 01.243.400.9 | 01.243.400.9
012434281 | Vertiv Knürr DPR Enclosure FAN REAR PANEL 3U | EACH | 01.243.428.1 | 01.243.428.1
012434381 | Vertiv Knürr DPR Enclosure REAR PANEL WITH BRUSH STRIP 3U | EACH | 01.243.438.1 | 01.243.438.1
012435061 | Vertiv Knürr DPR Enclosure 19" WITHOUT DOOR 6U D500 | EACH | 01.243.506.1 | 01.243.506.1
012435091 | Vertiv Knürr DPR Enclosure 19" WITHOUT DOOR 9U D500 | EACH | 01.243.509.1 | 01.243.509.1
012435121 | Vertiv Knürr DPR Enclosure 19" WITHOUT DOOR 12U D500 | EACH | 01.243.512.1 | 01.243.512.1
012435151 | Vertiv Knürr DPR Enclosure 19" WITHOUT DOOR 15U D500 | EACH | 01.243.515.1 | 01.243.515.1
012435181 | Vertiv Knürr DPR Enclosure 19" WITHOUT DOOR 18U D500 | EACH | 01.243.518.1 | 01.243.518.1
012435211 | Vertiv Knürr DPR Enclosure 19" WITHOUT DOOR 21U D500 | EACH | 01.243.521.1 | 01.243.521.1
012435241 | Vertiv Knürr DPR Enclosure 19" WITHOUT DOOR 24U D500 | EACH | 01.243.524.1 | 01.243.524.1
012436061 | Vertiv Knürr DPR Enclosure 19" WITHOUT DOOR 6U D600 | EACH | 01.243.606.1 | 01.243.606.1
012436091 | Vertiv Knürr DPR Enclosure 19" WITHOUT DOOR 9U D600 | EACH | 01.243.609.1 | 01.243.609.1
012436121 | Vertiv Knürr DPR Enclosure 19" WITHOUT DOOR 12U D600 | EACH | 01.243.612.1 | 01.243.612.1
012436151 | Vertiv Knürr DPR Enclosure 19" WITHOUT DOOR 15U D600 | EACH | 01.243.615.1 | 01.243.615.1
012436181 | Vertiv Knürr DPR Enclosure 19" WITHOUT DOOR 18U D600 | EACH | 01.243.618.1 | 01.243.618.1
012436211 | Vertiv Knürr DPR Enclosure 19" WITHOUT DOOR 21U D600 | EACH | 01.243.621.1 | 01.243.621.1
012436241 | Vertiv Knürr DPR Enclosure 19" WITHOUT DOOR 24U D600 | EACH | 01.243.624.1 | 01.243.624.1
012437121 | Vertiv Knürr DPR Enclosure 19" WITHOUT DOOR 12U D700 | EACH | 01.243.712.1 | 01.243.712.1
012437151 | Vertiv Knürr DPR Enclosure 19" WITHOUT DOOR 15U D700 | EACH | 01.243.715.1 | 01.243.715.1
012437181 | Vertiv Knürr DPR Enclosure 19" WITHOUT DOOR 18U D700 | EACH | 01.243.718.1 | 01.243.718.1
012437211 | Vertiv Knürr DPR Enclosure 19" WITHOUT DOOR 21U D700 | EACH | 01.243.721.1 | 01.243.721.1
012437241 | Vertiv Knürr DPR Enclosure 19" WITHOUT DOOR 24U D700 | EACH | 01.243.724.1 | 01.243.724.1
012438121 | Vertiv Knürr DPR Enclosure 19" WITHOUT DOOR 12U D800 | EACH | 01.243.812.1 | 01.243.812.1
012438151 | Vertiv Knürr DPR Enclosure 19" WITHOUT DOOR 15U D800 | EACH | 01.243.815.1 | 01.243.815.1
012438181 | Vertiv Knürr DPR Enclosure 19" WITHOUT DOOR 18U D800 | EACH | 01.243.818.1 | 01.243.818.1
012438211 | Vertiv Knürr DPR Enclosure 19" WITHOUT DOOR 21U D800 | EACH | 01.243.821.1 | 01.243.821.1
012438241 | Vertiv Knürr DPR Enclosure 19" WITHOUT DOOR 24U D800 | EACH | 01.243.824.1 | 01.243.824.1
012454009 | Vertiv Knürr DPR Enclosure EARTHING SET FOR DOORS | EACH | 01.245.400.9 | 01.245.400.9
012466411 | Vertiv Knürr DPR Enclosure 19" W. GLASS DOOR 6U D600 | EACH | 01.246.641.1 | 01.246.641.1
012466421 | Vertiv Knürr DPR Enclosure 19" W. GLASS DOOR 9U D600 | EACH | 01.246.642.1 | 01.246.642.1
012466431 | Vertiv Knürr DPR Enclosure 19" W. GLASS DOOR 12U D600 | EACH | 01.246.643.1 | 01.246.643.1
012466441 | Vertiv Knürr DPR Enclosure 19" W. GLASS DOOR 15U D600 | EACH | 01.246.644.1 | 01.246.644.1
012466451 | Vertiv Knürr DPR Enclosure 19" W. GLASS DOOR 18U D600 | EACH | 01.246.645.1 | 01.246.645.1
012466461 | Vertiv Knürr DPR Enclosure 19" W. GLASS DOOR 21U D600 | EACH | 01.246.646.1 | 01.246.646.1
012466471 | Vertiv Knürr DPR Enclosure 19" W. GLASS DOOR 24U D600 | EACH | 01.246.647.1 | 01.246.647.1
012468431 | Vertiv Knürr DPR Enclosure 19" W. GLASS DOOR 12U D800 | EACH | 01.246.843.1 | 01.246.843.1
012468441 | Vertiv Knürr DPR Enclosure 19" W. GLASS DOOR 15U D800 | EACH | 01.246.844.1 | 01.246.844.1
012468451 | Vertiv Knürr DPR Enclosure 19" W. GLASS DOOR 18U D800 | EACH | 01.246.845.1 | 01.246.845.1
012468461 | Vertiv Knürr DPR Enclosure 19" W. GLASS DOOR 21U D800 | EACH | 01.246.846.1 | 01.246.846.1
012468471 | Vertiv Knürr DPR Enclosure 19" W. GLASS DOOR 24U D800 | EACH | 01.246.847.1 | 01.246.847.1
021100101 | Vertiv Knürr SMA Compact Rack 19" WITH SERVER DOOR 9U D900 | EACH | 02.110.010.1 | 02.110.010.1
021100108 | Vertiv Knürr SMA Compact Rack 19" WITH SERVER DOOR 9U D900 | EACH | 02.110.010.8 | 02.110.010.8
021100201 | Vertiv Knürr SMA Compact Rack 19" WITH SERVER DOOR 15U D900 | EACH | 02.110.020.1 | 02.110.020.1
021100208 | Vertiv Knürr SMA Compact Rack 19" WITH SERVER DOOR 15U D900 | EACH | 02.110.020.8 | 02.110.020.8
021100301 | Vertiv Knürr SMA Compact Rack 19" WITH SERVER DOOR 21U D900 | EACH | 02.110.030.1 | 02.110.030.1
021100308 | Vertiv Knürr SMA Compact Rack 19" WITH SERVER DOOR 21U D900 | EACH | 02.110.030.8 | 02.110.030.8
021100351 | Vertiv Knürr SMA Compact Rack 19" WITH SERVER DOOR 24U D900 | EACH | 02.110.035.1 | 02.110.035.1
021100358 | Vertiv Knürr SMA Compact Rack 19" WITH SERVER DOOR 24U D900 | EACH | 02.110.035.8 | 02.110.035.8
021100571 | Vertiv Knürr SMA Compact Rack 19" WITH GLASS DOOR 9U D600 | EACH | 02.110.057.1 | 02.110.057.1
021100578 | Vertiv Knürr SMA Compact Rack 19" WITH GLASS DOOR 9U D600 | EACH | 02.110.057.8 | 02.110.057.8
021100591 | Vertiv Knürr SMA Compact Rack 19" WITH GLASS DOOR 9U D800 | EACH | 02.110.059.1 | 02.110.059.1
021100598 | Vertiv Knürr SMA Compact Rack 19" WITH GLASS DOOR 9U D800 | EACH | 02.110.059.8 | 02.110.059.8
021100621 | Vertiv Knürr SMA Compact Rack 19" WITH GLASS DOOR 12U D600 | EACH | 02.110.062.1 | 02.110.062.1
021100628 | Vertiv Knürr SMA Compact Rack 19" WITH GLASS DOOR 12U D600 | EACH | 02.110.062.8 | 02.110.062.8
021100641 | Vertiv Knürr SMA Compact Rack 19" WITH GLASS DOOR 12U D800 | EACH | 02.110.064.1 | 02.110.064.1
021100648 | Vertiv Knürr SMA Compact Rack 19" WITH GLASS DOOR 12U D800 | EACH | 02.110.064.8 | 02.110.064.8
021100671 | Vertiv Knürr SMA Compact Rack 19" WITH GLASS DOOR 15U D600 | EACH | 02.110.067.1 | 02.110.067.1
021100678 | Vertiv Knürr SMA Compact Rack 19" WITH GLASS DOOR 15U D600 | EACH | 02.110.067.8 | 02.110.067.8
021100691 | Vertiv Knürr SMA Compact Rack 19" WITH GLASS DOOR 15U D800 | EACH | 02.110.069.1 | 02.110.069.1
021100698 | Vertiv Knürr SMA Compact Rack 19" WITH GLASS DOOR 15U D800 | EACH | 02.110.069.8 | 02.110.069.8
021100721 | Vertiv Knürr SMA Compact Rack 19" WITH GLASS DOOR 18U D600 | EACH | 02.110.072.1 | 02.110.072.1
021100728 | Vertiv Knürr SMA Compact Rack 19" WITH GLASS DOOR 18U D600 | EACH | 02.110.072.8 | 02.110.072.8
021100741 | Vertiv Knürr SMA Compact Rack 19" WITH GLASS DOOR 18U D800 | EACH | 02.110.074.1 | 02.110.074.1
021100748 | Vertiv Knürr SMA Compact Rack 19" WITH GLASS DOOR 18U D800 | EACH | 02.110.074.8 | 02.110.074.8
021100771 | Vertiv Knürr SMA Compact Rack 19" WITH GLASS DOOR 21U D600 | EACH | 02.110.077.1 | 02.110.077.1
021100778 | Vertiv Knürr SMA Compact Rack 19" WITH GLASS DOOR 21U D600 | EACH | 02.110.077.8 | 02.110.077.8
021100791 | Vertiv Knürr SMA Compact Rack 19" WITH GLASS DOOR 21U D800 | EACH | 02.110.079.1 | 02.110.079.1
021100798 | Vertiv Knürr SMA Compact Rack 19" WITH GLASS DOOR 21U D800 | EACH | 02.110.079.8 | 02.110.079.8
021100821 | Vertiv Knürr SMA Compact Rack 19" WITH GLASS DOOR 24U D600 | EACH | 02.110.082.1 | 02.110.082.1
021100828 | Vertiv Knürr SMA Compact Rack 19" WITH GLASS DOOR 24U D600 | EACH | 02.110.082.8 | 02.110.082.8
021100841 | Vertiv Knürr SMA Compact Rack 19" WITH GLASS DOOR 24U D800 | EACH | 02.110.084.1 | 02.110.084.1
021100848 | Vertiv Knürr SMA Compact Rack 19" WITH GLASS DOOR 24U D800 | EACH | 02.110.084.8 | 02.110.084.8
021101071 | Vertiv Knürr SMA Compact Rack 19" WITH TRIM FRAME 9U D600 | EACH | 02.110.107.1 | 02.110.107.1
021101091 | Vertiv Knürr SMA Compact Rack 19" WITH TRIM FRAME 9U D800 | EACH | 02.110.109.1 | 02.110.109.1
021101171 | Vertiv Knürr SMA Compact Rack 19" WITH TRIM FRAME 15U D600 | EACH | 02.110.117.1 | 02.110.117.1
021101191 | Vertiv Knürr SMA Compact Rack 19" WITH TRIM FRAME 15U D800 | EACH | 02.110.119.1 | 02.110.119.1
021101271 | Vertiv Knürr SMA Compact Rack 19" WITH TRIM FRAME 21U D600 | EACH | 02.110.127.1 | 02.110.127.1
021101291 | Vertiv Knürr SMA Compact Rack 19" WITH TRIM FRAME 21U D800 | EACH | 02.110.129.1 | 02.110.129.1
021102121 | Vertiv Knürr SMA Compact Rack 19" IP54 12U W600 D600 | EACH | 02.110.212.1 | 02.110.212.1
021102141 | Vertiv Knürr SMA Compact Rack 19" IP54 12U W600 D800 | EACH | 02.110.214.1 | 02.110.214.1
021102221 | Vertiv Knürr SMA Compact Rack 19" IP54 18U W600 D600 | EACH | 02.110.222.1 | 02.110.222.1
021102241 | Vertiv Knürr SMA Compact Rack 19" IP54 18U W600 D800 | EACH | 02.110.224.1 | 02.110.224.1
021102321 | Vertiv Knürr SMA Compact Rack 19" IP54 24U W600 D600 | EACH | 02.110.232.1 | 02.110.232.1
021102341 | Vertiv Knürr SMA Compact Rack 19" IP54 24U W600 D800 | EACH | 02.110.234.1 | 02.110.234.1
021103121 | Vertiv Knürr SMA Compact Rack 19" EMC 12U W600 D600 | EACH | 02.110.312.1 | 02.110.312.1
021103141 | Vertiv Knürr SMA Compact Rack 19" EMC 12U W600 D800 | EACH | 02.110.314.1 | 02.110.314.1
021103221 | Vertiv Knürr SMA Compact Rack 19" EMC 18U W600 D600 | EACH | 02.110.322.1 | 02.110.322.1
021103241 | Vertiv Knürr SMA Compact Rack 19" EMC 18U W600 D800 | EACH | 02.110.324.1 | 02.110.324.1
021103321 | Vertiv Knürr SMA Compact Rack 19" EMC 24U W600 D600 | EACH | 02.110.332.1 | 02.110.332.1
021103341 | Vertiv Knürr SMA Compact Rack 19" EMC 24U W600 D800 | EACH | 02.110.334.1 | 02.110.334.1
021110020 | Vertiv Knürr SMA Compact Rack DEPTH EXTRUSION D600 | EACH | 02.111.002.0 | 02.111.002.0
021110040 | Vertiv Knürr SMA Compact Rack DEPTH EXTRUSION D800 | EACH | 02.111.004.0 | 02.111.004.0
021110050 | Vertiv Knürr SMA Compact Rack DEPTH EXTRUSION D900 | EACH | 02.111.005.0 | 02.111.005.0
021110421 | Vertiv Knürr SMA Compact Rack TOP/BOTTOM COVER W. CABLE ENTRY D600 | EACH | 02.111.042.1 | 02.111.042.1
021110441 | Vertiv Knürr SMA Compact Rack TOP/BOTTOM COVER W. CABLE ENTRY D800 | EACH | 02.111.044.1 | 02.111.044.1
021110451 | Vertiv Knürr SMA Compact Rack TOP/BOTTOM COVER W. CABLE ENTRY D900 | EACH | 02.111.045.1 | 02.111.045.1
021110458 | Vertiv Knürr SMA Compact Rack TOP/BOTTOM COVER W. CABLE ENTRY D900 | EACH | 02.111.045.8 | 02.111.045.8
021110521 | Vertiv Knürr SMA Compact Rack TOP/BOTTOM COVER CLOSED D600 | EACH | 02.111.052.1 | 02.111.052.1
021110541 | Vertiv Knürr SMA Compact Rack TOP/BOTTOM COVER CLOSED D800 | EACH | 02.111.054.1 | 02.111.054.1
021110551 | Vertiv Knürr SMA Compact Rack TOP/BOTTOM COVER CLOSED D900 | EACH | 02.111.055.1 | 02.111.055.1
021110558 | Vertiv Knürr SMA Compact Rack TOP/BOTTOM COVER CLOSED D900 | EACH | 02.111.055.8 | 02.111.055.8
021110621 | Vertiv Knürr SMA Compact Rack BOTTOM COVER PERF. W. FILTER MAT D600 | EACH | 02.111.062.1 | 02.111.062.1
021110641 | Vertiv Knürr SMA Compact Rack BOTTOM COVER PERF. W. FILTER MAT D800 | EACH | 02.111.064.1 | 02.111.064.1
021110689 | Vertiv Knürr SMA Compact Rack FILTER MAT D600 ( 5 PCS) | EACH | 02.111.068.9 | 02.111.068.9
021110699 | Vertiv Knürr SMA Compact Rack FILTER MAT D800 ( 5 PCS) | EACH | 02.111.069.9 | 02.111.069.9
021110761 | Vertiv Knürr SMA Compact Rack REAR DOOR CLOSED 9U W600 | EACH | 02.111.076.1 | 02.111.076.1
021110771 | Vertiv Knürr SMA Compact Rack REAR DOOR CLOSED 12U W600 | EACH | 02.111.077.1 | 02.111.077.1
021110781 | Vertiv Knürr SMA Compact Rack REAR DOOR CLOSED 15U W600 | EACH | 02.111.078.1 | 02.111.078.1
021110791 | Vertiv Knürr SMA Compact Rack REAR DOOR CLOSED 18U W600 | EACH | 02.111.079.1 | 02.111.079.1
021110801 | Vertiv Knürr SMA Compact Rack REAR DOOR CLOSED 21U W600 | EACH | 02.111.080.1 | 02.111.080.1
021110811 | Vertiv Knürr SMA Compact Rack REAR DOOR CLOSED 24U W600 | EACH | 02.111.081.1 | 02.111.081.1
021110861 | Vertiv Knürr SMA Compact Rack GLASS DOOR W. SWING HANDLE 9U | EACH | 02.111.086.1 | 02.111.086.1
021110871 | Vertiv Knürr SMA Compact Rack GLASS DOOR W. SWING HANDLE 12U | EACH | 02.111.087.1 | 02.111.087.1
021110881 | Vertiv Knürr SMA Compact Rack GLASS DOOR W. SWING HANDLE 15U | EACH | 02.111.088.1 | 02.111.088.1
021110891 | Vertiv Knürr SMA Compact Rack GLASS DOOR W. SWING HANDLE 18U | EACH | 02.111.089.1 | 02.111.089.1
021110901 | Vertiv Knürr SMA Compact Rack GLASS DOOR W. SWING HANDLE 21U | EACH | 02.111.090.1 | 02.111.090.1
021110911 | Vertiv Knürr SMA Compact Rack GLASS DOOR W. SWING HANDLE 24U | EACH | 02.111.091.1 | 02.111.091.1
021110961 | Vertiv Knürr SMA Compact Rack PERF. DOOR W. SWING HANDLE 9U | EACH | 02.111.096.1 | 02.111.096.1
021110971 | Vertiv Knürr SMA Compact Rack PERF. DOOR W. SWING HANDLE 12U | EACH | 02.111.097.1 | 02.111.097.1
021110981 | Vertiv Knürr SMA Compact Rack PERF. DOOR W. SWING HANDLE 15U | EACH | 02.111.098.1 | 02.111.098.1
021110991 | Vertiv Knürr SMA Compact Rack PERF. DOOR W. SWING HANDLE 18U | EACH | 02.111.099.1 | 02.111.099.1
021111001 | Vertiv Knürr SMA Compact Rack PERF. DOOR W. SWING HANDLE 21U | EACH | 02.111.100.1 | 02.111.100.1
021111011 | Vertiv Knürr SMA Compact Rack PERF. DOOR W. SWING HANDLE 24U | EACH | 02.111.101.1 | 02.111.101.1
021111469 | Vertiv Knürr SMA Compact Rack 19" EXTRUSION T-SLOT 9U | PAIR | 02.111.146.9 | 02.111.146.9
021111479 | Vertiv Knürr SMA Compact Rack 19" EXTRUSION T-SLOT 12U | PAIR | 02.111.147.9 | 02.111.147.9
021111489 | Vertiv Knürr SMA Compact Rack 19" EXTRUSION T-SLOT 15U | PAIR | 02.111.148.9 | 02.111.148.9
021111499 | Vertiv Knürr SMA Compact Rack 19" EXTRUSION T-SLOT 18U | PAIR | 02.111.149.9 | 02.111.149.9
021111509 | Vertiv Knürr SMA Compact Rack 19" EXTRUSION T-SLOT 21U | PAIR | 02.111.150.9 | 02.111.150.9
021111519 | Vertiv Knürr SMA Compact Rack 19" EXTRUSION T-SLOT 24U | PAIR | 02.111.151.9 | 02.111.151.9
021111569 | Vertiv Knürr SMA Compact Rack 19" EXTRUSION MOUNT. HOLES 9U | PAIR | 02.111.156.9 | 02.111.156.9
021111579 | Vertiv Knürr SMA Compact Rack 19" EXTRUSION MOUNT. HOLES 12U | PAIR | 02.111.157.9 | 02.111.157.9
021111589 | Vertiv Knürr SMA Compact Rack 19" EXTRUSION MOUNT. HOLES 15U | PAIR | 02.111.158.9 | 02.111.158.9
021111599 | Vertiv Knürr SMA Compact Rack 19" EXTRUSION MOUNT. HOLES 18U | PAIR | 02.111.159.9 | 02.111.159.9
021111609 | Vertiv Knürr SMA Compact Rack 19" EXTRUSION MOUNT. HOLES 21U | PAIR | 02.111.160.9 | 02.111.160.9
021111619 | Vertiv Knürr SMA Compact Rack 19" EXTRUSION MOUNT. HOLES 24U | PAIR | 02.111.161.9 | 02.111.161.9
021111719 | Vertiv Knürr SMA Compact Rack STACKING KIT (4 PCS) | EACH | 02.111.171.9 | 02.111.171.9
021111759 | Vertiv Knürr SMA Compact Rack TWIN CASTOR SET D50 (4 PCS) | EACH | 02.111.175.9 | 02.111.175.9
021111809 | Vertiv Knürr SMA Compact Rack VENTILATION UNIT | EACH | 02.111.180.9 | 02.111.180.9
021111819 | Vertiv Knürr SMA Compact Rack VENTILATION UNIT SILENT | EACH | 02.111.181.9 | 02.111.181.9
021112011 | Vertiv Knürr SMA Compact Rack PLINTH H100 D600 | EACH | 02.111.201.1 | 02.111.201.1
021112031 | Vertiv Knürr SMA Compact Rack PLINTH H100 D800 | EACH | 02.111.203.1 | 02.111.203.1
021112041 | Vertiv Knürr SMA Compact Rack PLINTH H100 D900 | EACH | 02.111.204.1 | 02.111.204.1
021112048 | Vertiv Knürr SMA Compact Rack PLINTH H100 D900 | EACH | 02.111.204.8 | 02.111.204.8
021112061 | Vertiv Knürr SMA Compact Rack PLINTH W. CABLE ENTRY | EACH | 02.111.206.1 | 02.111.206.1
021112068 | Vertiv Knürr SMA Compact Rack PLINTH W. CABLE ENTRY | EACH | 02.111.206.8 | 02.111.206.8
021112209 | Vertiv Knürr SMA Compact Rack WALL-MOUNTING KIT | EACH | 02.111.220.9 | 02.111.220.9
021113011 | Vertiv Knürr SMA Compact Rack CONNECTION PANEL IP54 3U | EACH | 02.111.301.1 | 02.111.301.1
021113021 | Vertiv Knürr SMA Compact Rack REAR PANEL IP54 CLOSED 6U | EACH | 02.111.302.1 | 02.111.302.1
021113031 | Vertiv Knürr SMA Compact Rack REAR PANEL IP54 CLOSED 9U | EACH | 02.111.303.1 | 02.111.303.1
021113041 | Vertiv Knürr SMA Compact Rack REAR PANEL IP54 CLOSED 12U | EACH | 02.111.304.1 | 02.111.304.1
021113051 | Vertiv Knürr SMA Compact Rack REAR PANEL IP54 CLOSED 15U | EACH | 02.111.305.1 | 02.111.305.1
021113061 | Vertiv Knürr SMA Compact Rack REAR PANEL IP54 CLOSED 18U | EACH | 02.111.306.1 | 02.111.306.1
021113071 | Vertiv Knürr SMA Compact Rack REAR PANEL IP54 CLOSED 21U | EACH | 02.111.307.1 | 02.111.307.1
021113081 | Vertiv Knürr SMA Compact Rack REAR PANEL IP54 CLOSED 3U | EACH | 02.111.308.1 | 02.111.308.1
021113111 | Vertiv Knürr SMA Compact Rack CONNECTION PANEL IP54 W. CABLE ENTRY 3U | EACH | 02.111.311.1 | 02.111.311.1
021113121 | Vertiv Knürr SMA Compact Rack CONNECTION PANEL IP65 W. CABLE ENTRY 3U | EACH | 02.111.312.1 | 02.111.312.1
021113221 | Vertiv Knürr SMA Compact Rack CONNECTION PANEL IP54 FOR FAN UNIT 6U | EACH | 02.111.322.1 | 02.111.322.1
021113511 | Vertiv Knürr SMA Compact Rack CONNECTION PANEL EMC 3U | EACH | 02.111.351.1 | 02.111.351.1
021113531 | Vertiv Knürr SMA Compact Rack REAR PANEL EMC CLOSED 9U | EACH | 02.111.353.1 | 02.111.353.1
021113541 | Vertiv Knürr SMA Compact Rack REAR PANEL EMC CLOSED 12U | EACH | 02.111.354.1 | 02.111.354.1
021113551 | Vertiv Knürr SMA Compact Rack REAR PANEL EMC CLOSED 15U | EACH | 02.111.355.1 | 02.111.355.1
021113611 | Vertiv Knürr SMA Compact Rack CONNECTION PANEL EMC W. CABLE ENTRY 3U | EACH | 02.111.361.1 | 02.111.361.1
021113721 | Vertiv Knürr SMA Compact Rack CONNECTION PANEL EMC FOR FAN UNIT 6U | EACH | 02.111.372.1 | 02.111.372.1
050100071 | Vertiv Knürr CON Wall Enclosure 6U W600 D500 WITH GLASS DOOR | EACH | 05.010.007.1 | 05.010.007.1
050100081 | Vertiv Knürr CON Wall Enclosure 9U W600 D500 WITH GLASS DOOR | EACH | 05.010.008.1 | 05.010.008.1
050100091 | Vertiv Knürr CON Wall Enclosure 12U W600 D500 WITH GLASS DOOR | EACH | 05.010.009.1 | 05.010.009.1
050100101 | Vertiv Knürr CON Wall Enclosure 15U W600 D500 WITH GLASS DOOR | EACH | 05.010.010.1 | 05.010.010.1
050100111 | Vertiv Knürr CON Wall Enclosure 18U W600 D500 WITH GLASS DOOR | EACH | 05.010.011.1 | 05.010.011.1
050100121 | Vertiv Knürr CON Wall Enclosure 21U W600 D500 WITH GLASS DOOR | EACH | 05.010.012.1 | 05.010.012.1
050100131 | Vertiv Knürr CON Wall Enclosure 24U W600 D500 WITH GLASS DOOR | EACH | 05.010.013.1 | 05.010.013.1
050100141 | Vertiv Knürr CON Wall Enclosure 6U W600 D600 WITH GLASS DOOR | EACH | 05.010.014.1 | 05.010.014.1
050100151 | Vertiv Knürr CON Wall Enclosure 9U W600 D600 WITH GLASS DOOR | EACH | 05.010.015.1 | 05.010.015.1
050100161 | Vertiv Knürr CON Wall Enclosure 12U W600 D600 WITH GLASS DOOR | EACH | 05.010.016.1 | 05.010.016.1
050100171 | Vertiv Knürr CON Wall Enclosure 15U W600 D600 WITH GLASS DOOR | EACH | 05.010.017.1 | 05.010.017.1
050100181 | Vertiv Knürr CON Wall Enclosure 18U W600 D600 WITH GLASS DOOR | EACH | 05.010.018.1 | 05.010.018.1
050100191 | Vertiv Knürr CON Wall Enclosure 21U W600 D600 WITH GLASS DOOR | EACH | 05.010.019.1 | 05.010.019.1
050100201 | Vertiv Knürr CON Wall Enclosure 24U W600 D600 WITH GLASS DOOR | EACH | 05.010.020.1 | 05.010.020.1
050103061 | Vertiv Knürr CON Wall Enclosure VENTILATION UNIT | EACH | 05.010.306.1 | 05.010.306.1
050103071 | Vertiv Knürr CON Wall Enclosure VENTILATION UNIT SILENT | EACH | 05.010.307.1 | 05.010.307.1
050103219 | Vertiv Knürr CON Wall Enclosure 19" EXTRUSION MOUNT. HOLES 6U | PAIR | 05.010.321.9 | 05.010.321.9
050103229 | Vertiv Knürr CON Wall Enclosure 19" EXTRUSION MOUNT. HOLES 9U | PAIR | 05.010.322.9 | 05.010.322.9
050103239 | Vertiv Knürr CON Wall Enclosure 19" EXTRUSION MOUNT.HOLES 12U | PAIR | 05.010.323.9 | 05.010.323.9
050103249 | Vertiv Knürr CON Wall Enclosure 19" EXTRUSION MOUNT. HOLES 15U | PAIR | 05.010.324.9 | 05.010.324.9
050103259 | Vertiv Knürr CON Wall Enclosure 19" EXTRUSION MOUNT. HOLES 18U | PAIR | 05.010.325.9 | 05.010.325.9
050103269 | Vertiv Knürr CON Wall Enclosure 19" EXTRUSION MOUNT. HOLES 21U | PAIR | 05.010.326.9 | 05.010.326.9
050103279 | Vertiv Knürr CON Wall Enclosure 19" EXTRUSION MOUNT. HOLES 24U | PAIR | 05.010.327.9 | 05.010.327.9
050103309 | Vertiv Knürr CON Wall Enclosure EARTHING SET | EACH | 05.010.330.9 | 05.010.330.9
050103409 | Vertiv Knürr CON Wall Enclosure C-SHAPED RAIL | EACH | 05.010.340.9 | 05.010.340.9
050104211 | Vertiv Knürr CON Wall Enclosure SHEET-STEEL DOOR 6U | EACH | 05.010.421.1 | 05.010.421.1
050104221 | Vertiv Knürr CON Wall Enclosure SHEET-STEEL DOOR 9U | EACH | 05.010.422.1 | 05.010.422.1
050104231 | Vertiv Knürr CON Wall Enclosure SHEET-STEEL DOOR 12U | EACH | 05.010.423.1 | 05.010.423.1
050104241 | Vertiv Knürr CON Wall Enclosure SHEET-STEEL DOOR 15U | EACH | 05.010.424.1 | 05.010.424.1
050104251 | Vertiv Knürr CON Wall Enclosure SHEET-STEEL DOOR 18U | EACH | 05.010.425.1 | 05.010.425.1
050104261 | Vertiv Knürr CON Wall Enclosure SHEET-STEEL DOOR 21U | EACH | 05.010.426.1 | 05.010.426.1
050104271 | Vertiv Knürr CON Wall Enclosure SHEET-STEEL DOOR 24U | EACH | 05.010.427.1 | 05.010.427.1
050106201 | Vertiv Knürr CON Wall Enclosure GLASS DOOR 6U B600 | EACH | 05.010.620.1 | 05.010.620.1
050106211 | Vertiv Knürr CON Wall Enclosure GLASS DOOR 9U B600 | EACH | 05.010.621.1 | 05.010.621.1
050106221 | Vertiv Knürr CON Wall Enclosure GLASS DOOR 12U B600 | EACH | 05.010.622.1 | 05.010.622.1
050106231 | Vertiv Knürr CON Wall Enclosure GLASS DOOR 15U B600 | EACH | 05.010.623.1 | 05.010.623.1
050106241 | Vertiv Knürr CON Wall Enclosure GLASS DOOR 18U B600 | EACH | 05.010.624.1 | 05.010.624.1
050106251 | Vertiv Knürr CON Wall Enclosure GLASS DOOR 21U B600 | EACH | 05.010.625.1 | 05.010.625.1
050106261 | Vertiv Knürr CON Wall Enclosure GLASS DOOR 24U B600 | EACH | 05.010.626.1 | 05.010.626.1
011800359 | Vertiv Knürr RMS3- and Electronic Lock POWER UNIT PMI 2001EU | EACH | 01.180.035.9 | 01.180.035.9
011800359000001 | Vertiv Knürr RMS3- and Electronic Lock POWER UNIT C14 | EACH | 1180035.900.000.1 | 1180035.900.000.1
011800369 | Vertiv Knürr RMS3- and Electronic Lock POWER UNIT PMI 2001UK | EACH | 01.180.036.9 | 01.180.036.9
011800409 | Vertiv Knürr Electronic Lock TRANSPONDER CARD | EACH | 01.180.040.9 | 01.180.040.9
011800499 | Vertiv Knürr Electronic Lock ADMINISTRATION SUITE 2.0 | EACH | 01.180.049.9 | 01.180.049.9
011801119 | Vertiv Knürr Electronic Lock GATEWAY HID | EACH | 01.180.111.9 | 01.180.111.9
011801289 | Vertiv Knürr Electronic Lock DESKTOP READER HID | EACH | 01.180.128.9 | 01.180.128.9
011802249 | Vertiv Knürr Electronic Lock MLR1000 basic handle front door | EACH | 01.180.224.9 | 01.180.224.9
011802259 | Vertiv Knürr Electronic Lock MLR1000 Basic Handle double door | EACH | 01.180.225.9 | 01.180.225.9
011802269 | Vertiv Knürr Electronic Lock MLR3000 handle serial front door | EACH | 01.180.226.9 | 01.180.226.9
011802279 | Vertiv Knürr Electronic Lock MLR3000 handle serial double door | EACH | 01.180.227.9 | 01.180.227.9
011802289 | Vertiv Knürr Electronic Lock MLR5000 handle IP front door | EACH | 01.180.228.9 | 01.180.228.9
011802299 | Vertiv Knürr Electronic Lock MLR5000 handle IP double door | EACH | 01.180.229.9 | 01.180.229.9
011802319 | Vertiv Knürr Electronic Lock MLU 3000 CARD READER SERIAL | PIECE | 01.180.231.9 | 01.180.231.9
011802329 | Vertiv Knürr Electronic Lock MLU5000 Cardreader IP | EACH | 01.180.232.9 | 01.180.232.9
011802399 | Vertiv Knürr Electronic Lock EMERGENCY POWER SUPPL | EACH | 01.180.239.9 | 01.180.239.9
011802409 | Vertiv Knürr Electronic Lock MLR5000KP handle IP front door | EACH | 01.180.240.9 | 01.180.240.9
011802419 | Vertiv Knürr Electronic Lock MLR5000KP handle IP double door | EACH | 01.180.241.9 | 01.180.241.9
061081159 | Door contact for L-SN and Vertiv Knürr Electronic Lock | EACH | 06.108.115.9 | 06.108.115.9
061082118 | CO-Alarm Sensor f. Vertiv Knürr Rack Monitoring | EACH | 06.108.211.8 | 06.108.211.8
061082119 | Smoke Detector f. Vertiv Knürr Rack Monitoring | EACH | 06.108.211.9 | 06.108.211.9
061082129 | Humidity sensor f. Vertiv Knürr RMS compact II | EACH | 06.108.212.9 | 06.108.212.9
061082149 | PIR Motion sensor f. Vertiv Knürr Rack Monitoring | EACH | 06.108.214.9 | 06.108.214.9
061082159 | Door contact switch f. Vertiv Knürr RMS compact II | EACH | 06.108.215.9 | 06.108.215.9
061082179 | Water sensor f. Vertiv Knürr RMS compact II | EACH | 06.108.217.9 | 06.108.217.9
061082189 | Air velocity sensor f. Vertiv Knürr RMS compact II | EACH | 06.108.218.9 | 06.108.218.9
061082209 | E Temperature sensor f. Vertiv Knürr RMS compact II | EACH | 06.108.220.9 | 06.108.220.9
061082229 | AC Voltage check f. Vertiv Knürr Rack Monitoring | EACH | 06.108.222.9 | 06.108.222.9
061082231 | SENSOR EXTENSION CABLE 3M RMS compact II | EACH | 06.108.223.1 | 06.108.223.1
061082235 | SENSOR EXTENSION CABLE 10M RMS compact II | EACH | 06.108.223.5 | 06.108.223.5
061082249 | CABLE DIGITAL SENSOR 4M Vertiv Knürr RMS compact II | EACH | 06.108.224.9 | 06.108.224.9
061082259 | CABLE ANALOG SENSOR 4M Vertiv Knürr RMS compact II | EACH | 06.108.225.9 | 06.108.225.9
061082308 | PoE Update Set f. Vertiv Knürr Rack Monitoring | EACH | 06.108.230.8 | 06.108.230.8
061084018 | Vertiv Knürr Rack Monitoring appliance RMS3 | EACH | 06.108.401.8 | 06.108.401.8
061084119 | Temp/Humidity sensor standard f. Vertiv RMS3 | EACH | 06.108.411.9 | 06.108.411.9
061084189 | Water sensor f. Vertiv RMS3 | EACH | 06.108.418.9 | 06.108.418.9
061084219 | Temp/Humidity sensor eco f. Vertiv RMS3 | EACH | 06.108.421.9 | 06.108.421.9
061084288001 | 19 inch Mounting Shelf for RMS3 | EACH | 6108.428.800.1 | 6108.428.800.1
061082008000005 | Redundant PS for Vertiv Knürr Rack Monitoring | EACH | 6108200.800.000.5 | 6108200.800.000.5
033000031 | Vertiv Knürr DIS Rack PDU, Compact, 0U, input Schuko 230V 16A, outputs (3)Schuko | EACH | 03.300.003.1 | 03.300.003.1
033000041 | Vertiv Knürr DIS Rack PDU, Compact, 0U, input Schuko 230V 16A, outputs (4)Schuko | EACH | 03.300.004.1 | 03.300.004.1
033000046 | Vertiv Knürr DIS Rack PDU, Compact, 0U, input Schuko 230V 16A, outputs (4)Schuko | EACH | 03.300.004.6 | 03.300.004.6
033000071 | Vertiv Knürr DIS Rack PDU, Compact, 0U/1U, input Schuko 230V 16A, outputs (7)Schuko | EACH | 03.300.007.1 | 03.300.007.1
033000074 | Vertiv Knürr DIS Rack PDU, Compact, 0U/1U, input Schuko 230V 16A, outputs (7)Schuko | EACH | 03.300.007.4 | 03.300.007.4
033000076 | Vertiv Knürr DIS Rack PDU, Compact, 0U/1U, input Schuko 230V 16A, outputs (7)Schuko | EACH | 03.300.007.6 | 03.300.007.6
033000081 | Vertiv Knürr DIS Rack PDU, Compact, 0U/1U, input Schuko 230V 16A, outputs (8)Schuko | EACH | 03.300.008.1 | 03.300.008.1
033000086 | Vertiv Knürr DIS Rack PDU, Compact, 0U/1U, input Schuko 230V 16A, outputs (8)Schuko | EACH | 03.300.008.6 | 03.300.008.6
033000111 | Vertiv Knürr DIS Rack PDU, Compact, 0U, input Schuko 230V 16A, outputs (11)Schuko | EACH | 03.300.011.1 | 03.300.011.1
033000116 | Vertiv Knürr DIS Rack PDU, Compact, 0U, input Schuko 230V 16A, outputs (11)Schuko | EACH | 03.300.011.6 | 03.300.011.6
033000151 | Vertiv Knürr DIS Rack PDU, Compact, 0U, input Schuko 230V 16A, outputs (15)Schuko | EACH | 03.300.015.1 | 03.300.015.1
033000156 | Vertiv Knürr DIS Rack PDU, Compact, 0U, input Schuko 230V 16A, outputs (15)Schuko | EACH | 03.300.015.6 | 03.300.015.6
033000551 | Vertiv Knürr DIS Rack PDU, Classic, 0U, input Schuko 230V 16A, outputs (5)Schuko | EACH | 03.300.055.1 | 03.300.055.1
033000556 | Vertiv Knürr DIS Rack PDU, Classic, 0U, input Schuko 230V 16A, outputs (5)Schuko | EACH | 03.300.055.6 | 03.300.055.6
033000591 | Vertiv Knürr DIS Rack PDU, Classic, 0U, input Schuko 230V 16A, outputs (9)Schuko | EACH | 03.300.059.1 | 03.300.059.1
033000596 | Vertiv Knürr DIS Rack PDU, Classic, 0U, input Schuko 230V 16A, outputs (9)Schuko | EACH | 03.300.059.6 | 03.300.059.6
033000631 | Vertiv Knürr DIS Rack PDU, Classic, 0U, input Schuko 230V 16A, outputs (13)Schuko | EACH | 03.300.063.1 | 03.300.063.1
033000671 | Vertiv Knürr DIS Rack PDU, Classic, 0U, input Schuko 230V 16A, outputs (17)Schuko | EACH | 03.300.067.1 | 03.300.067.1
033000676 | Vertiv Knürr DIS Rack PDU, Classic, 0U, input Schuko 230V 16A, outputs (17)Schuko | EACH | 03.300.067.6 | 03.300.067.6
033001041 | Vertiv Knürr DIS Rack PDU, Compact, 0U, input Schuko 230V 16A, outputs (4)Schuko | EACH | 03.300.104.1 | 03.300.104.1
033001071 | Vertiv Knürr DIS Rack PDU, Compact, 0U, input Schuko 230V 16A, outputs (7)Schuko | EACH | 03.300.107.1 | 03.300.107.1
033001076 | Vertiv Knürr DIS Rack PDU, Compact, 0U, input Schuko 230V 16A, outputs (7)Schuko | EACH | 03.300.107.6 | 03.300.107.6
033001111 | Vertiv Knürr DIS Rack PDU, Compact, 0U, input Schuko 230V 16A, outputs (11)Schuko | EACH | 03.300.111.1 | 03.300.111.1
033002041 | Vertiv Knürr DIS Rack PDU, Compact, 0U, input GST18 230V 16A, outputs (4)Schuko | EACH | 03.300.204.1 | 03.300.204.1
033002071 | Vertiv Knürr DIS Rack PDU, Compact, 0U, input GST18 230V 16A, outputs (7)Schuko | EACH | 03.300.207.1 | 03.300.207.1
033003081 | Vertiv Knürr DIS Rack PDU, Compact, 0U/1U, input IEC 60320 C14 230V 10A, outputs (8)Schuko | EACH | 03.300.308.1 | 03.300.308.1
033004081 | Vertiv Knürr DIS Rack PDU, Compact, 0U/1U, input IEC 60320 C20 230V 16A, outputs (8)Schuko | EACH | 03.300.408.1 | 03.300.408.1
033005061 | Vertiv Knürr DIS Rack PDU, TriplePower, 0U/1U, input IEC 60309 230/400V 3x16A, outputs (6) Schuko | EACH | 03.300.506.1 | 03.300.506.1
033005211 | Vertiv Knürr DIS Rack PDU, TripplePower, 0U, input IEC 60309 230/400V 3x16A, outputs (18)C13 (3)Schuko | EACH | 03.300.521.1 | 03.300.521.1
033005421 | Vertiv Knürr DIS Rack PDU, TripplePower, 0U, input IEC 60309 230/400V 3x16A, outputs (36)C13 (6)Schuko | EACH | 03.300.542.1 | 03.300.542.1
033006181 | Vertiv Knürr DIS Rack PDU, Compact, 0U, input IEC 60309 230V 32A, outputs (18)Schuko | EACH | 03.300.618.1 | 03.300.618.1
033008121 | Vertiv Knürr DIS Rack PDU, TripplePower, 0U, input IEC 60309 230/400V 3x16A, outputs (12)Schuko | EACH | 03.300.812.1 | 03.300.812.1
033009061 | Vertiv Knürr DIS Rack PDU, TriplePower, 0U, input IEC 60309 230/400V 3x32A, outputs (6)Schuko | EACH | 03.300.906.1 | 03.300.906.1
033009181 | Vertiv Knürr DIS Rack PDU, TriplePower, 0U, input IEC 60309 230/400V 3x32A, outputs (18)Schuko | EACH | 03.300.918.1 | 03.300.918.1
033020031 | Vertiv Knürr DIS Rack PDU, Compact, 0U, input Schuko 230V 16A, outputs (3)Schuko | EACH | 03.302.003.1 | 03.302.003.1
033020036 | Vertiv Knürr DIS Rack PDU, Compact, 0U, input Schuko 230V 16A, outputs (3)Schuko | EACH | 03.302.003.6 | 03.302.003.6
033020061 | Vertiv Knürr DIS Rack PDU, Compact, 0U/1U, input Schuko 230V 16A, outputs (6)Schuko | EACH | 03.302.006.1 | 03.302.006.1
033020064 | Vertiv Knürr DIS Rack PDU, Compact, 0U/1U, input Schuko 230V 16A, outputs (6)Schuko | EACH | 03.302.006.4 | 03.302.006.4
033020066 | Vertiv Knürr DIS Rack PDU, Compact, 0U/1U, input Schuko 230V 16A, outputs (6)Schuko | EACH | 03.302.006.6 | 03.302.006.6
033020071 | Vertiv Knürr DIS Rack PDU, Compact, 0U/1U, input Schuko 230V 16A, outputs (7)Schuko | EACH | 03.302.007.1 | 03.302.007.1
033020101 | Vertiv Knürr DIS Rack PDU, Compact, 0U, input Schuko 230V 16A, outputs (10)Schuko | EACH | 03.302.010.1 | 03.302.010.1
033020106 | Vertiv Knürr DIS Rack PDU, Compact, 0U, input Schuko 230V 16A, outputs (10)Schuko | EACH | 03.302.010.6 | 03.302.010.6
033020141 | Vertiv Knürr DIS Rack PDU, Compact, 0U, input Schuko 230V 16A, outputs (14)Schuko | EACH | 03.302.014.1 | 03.302.014.1
033020541 | Vertiv Knürr DIS Rack PDU, Classic, 0U, input Schuko 230V 16A, outputs (4)Schuko | EACH | 03.302.054.1 | 03.302.054.1
033020546 | Vertiv Knürr DIS Rack PDU, Classic, 0U, input Schuko 230V 16A, outputs (4)Schuko | EACH | 03.302.054.6 | 03.302.054.6
033020581 | Vertiv Knürr DIS Rack PDU, Classic, 0U, input Schuko 230V 16A, outputs (8)Schuko | EACH | 03.302.058.1 | 03.302.058.1
033020586 | Vertiv Knürr DIS Rack PDU, Classic, 0U, input Schuko 230V 16A, outputs (8)Schuko | EACH | 03.302.058.6 | 03.302.058.6
033020621 | Vertiv Knürr DIS Rack PDU, Classic, 0U, input Schuko 230V 16A, outputs (12)Schuko | EACH | 03.302.062.1 | 03.302.062.1
033020661 | Vertiv Knürr DIS Rack PDU, Classic, 0U, input Schuko 230V 16A, outputs (16)Schuko | EACH | 03.302.066.1 | 03.302.066.1
033021031 | Vertiv Knürr DIS Rack PDU, Compact, 0U, input Schuko 230V 16A, outputs (3)Schuko | EACH | 03.302.103.1 | 03.302.103.1
033021061 | Vertiv Knürr DIS Rack PDU, Compact, 0U, input Schuko 230V 16A, outputs (6)Schuko | EACH | 03.302.106.1 | 03.302.106.1
033021101 | Vertiv Knürr DIS Rack PDU, Compact, 0U, input Schuko 230V 16A, outputs (10)Schuko | EACH | 03.302.110.1 | 03.302.110.1
033021106 | Vertiv Knürr DIS Rack PDU, Compact, 0U, input Schuko 230V 16A, outputs (10)Schuko | EACH | 03.302.110.6 | 03.302.110.6
033022031 | Vertiv Knürr DIS Rack PDU, Compact, 0U, input GST18 230V 16A, outputs (3)Schuko | EACH | 03.302.203.1 | 03.302.203.1
033022061 | Vertiv Knürr DIS Rack PDU, Compact, 0U, input GST18 230V 16A, outputs (6)Schuko | EACH | 03.302.206.1 | 03.302.206.1
033031061 | Vertiv Knürr DIS Rack PDU, Compact, 0U, input Schuko 230V 16A, outputs (6)Schuko | EACH | 03.303.106.1 | 03.303.106.1
033040051 | Vertiv Knürr DIS Rack PDU, Protector FI, 0U/1U, input Schuko 230V 16A, outputs (5)Schuko | EACH | 03.304.005.1 | 03.304.005.1
033040091 | Vertiv Knürr DIS Rack PDU, Protector FI, 0U, input Schuko 230V 16A, outputs (9)Schuko | EACH | 03.304.009.1 | 03.304.009.1
033040131 | Vertiv Knürr DIS Rack PDU, Protector FI, 0U, input Schuko 230V 16A, outputs (13)Schuko | EACH | 03.304.013.1 | 03.304.013.1
033060051 | Vertiv Knürr DIS Rack PDU, D, local metered, 0U/1U, input Schuko 230V 16A, outputs (6)Schuko | EACH | 03.306.005.1 | 03.306.005.1
033060141 | Vertiv Knürr DIS Rack PDU, D, local metered, 0U, input Schuko 230V 16A, outputs (14)Schuko | EACH | 03.306.014.1 | 03.306.014.1
033065061 | Vertiv Knürr DIS Rack PDU, D, local metered, 0U, input IEC 60309 230/400V 3x16A, outputs (6)Schuko | EACH | 03.306.506.1 | 03.306.506.1
033065181 | Vertiv Knürr DIS Rack PDU, D, local metered, 0U, input IEC 60309 230/400V 3x16A, outputs (18)Schuko | EACH | 03.306.518.1 | 03.306.518.1
033066181 | Vertiv Knürr DIS Rack PDU, D, local metered, 0U, input IEC 60309 230V 32A, outputs (18)Schuko | EACH | 03.306.618.1 | 03.306.618.1
033068051 | Vertiv Knürr DIS Rack PDU, D, local metered, 0U/1U, input IEC60309 230V 16A, outputs (6)Schuko | EACH | 03.306.805.1 | 03.306.805.1
033068141 | Vertiv Knürr DIS Rack PDU, D, local metered, 0U/1U, input IEC60309 230V 16A, outputs (14)Schuko | EACH | 03.306.814.1 | 03.306.814.1
033069061 | Vertiv Knürr DIS Rack PDU, D, local metered, 0U, input IEC 60309 230/400V 3x32A, outputs (6)Schuko | EACH | 03.306.906.1 | 03.306.906.1
033069181 | Vertiv Knürr DIS Rack PDU, D, local metered, 0U, input IEC 60309 230/400V 3x32A, outputs (18)Schuko | EACH | 03.306.918.1 | 03.306.918.1
033080051 | Vertiv Knürr DIS Rack PDU, Protector LS, 0U/1U, input Schuko 230V 16A, outputs (5)Schuko | EACH | 03.308.005.1 | 03.308.005.1
033080091 | Vertiv Knürr DIS Rack PDU, Protector LS, 0U, input Schuko 230V 16A, outputs (9)Schuko | EACH | 03.308.009.1 | 03.308.009.1
033080131 | Vertiv Knürr DIS Rack PDU, Protector LS, 0U, input Schuko 230V 16A, outputs (13)Schuko | EACH | 03.308.013.1 | 03.308.013.1
033100051 | Vertiv Knürr DIS Rack PDU, Protector FI/LS, 0U/1U, input Schuko 230V 16A, outputs (5)Schuko | EACH | 03.310.005.1 | 03.310.005.1
033100091 | Vertiv Knürr DIS Rack PDU, Protector FI/LS, 0U, input Schuko 230V 16A, outputs (9)Schuko | EACH | 03.310.009.1 | 03.310.009.1
033100131 | Vertiv Knürr DIS Rack PDU, Protector FI/LS, 0U, input Schuko 230V 16A, outputs (13)Schuko | EACH | 03.310.013.1 | 03.310.013.1
033120051 | Vertiv Knürr DIS Rack PDU, Power Cleaner, 0U/1U, input Schuko 230V 16A, outputs (5)Schuko | EACH | 03.312.005.1 | 03.312.005.1
033120056 | Vertiv Knürr DIS Rack PDU, Power Cleaner, 0U/1U, input Schuko 230V 16A, outputs (5)Schuko | EACH | 03.312.005.6 | 03.312.005.6
033120091 | Vertiv Knürr DIS Rack PDU, Power Cleaner, 0U, input Schuko 230V 16A, outputs (9)Schuko | EACH | 03.312.009.1 | 03.312.009.1
033120096 | Vertiv Knürr DIS Rack PDU, Power Cleaner, 0U, input Schuko 230V 16A, outputs (9)Schuko | EACH | 03.312.009.6 | 03.312.009.6
033120131 | Vertiv Knürr DIS Rack PDU, Power Cleaner, 0U, input Schuko 230V 16A, outputs (13)Schuko | EACH | 03.312.013.1 | 03.312.013.1
033140051 | Vertiv Knürr DIS Rack PDU, Master-Slave, 0U/1U, input Schuko 230V 16A, outputs (5)Schuko | EACH | 03.314.005.1 | 03.314.005.1
033140091 | Vertiv Knürr DIS Rack PDU, Master-Slave, 0U, input Schuko 230V 16A, outputs (9)Schuko | EACH | 03.314.009.1 | 03.314.009.1
033160041 | Vertiv Knürr DIS Rack PDU, Safety Basic, 0U, input Schuko 230V 16A, outputs (4)Schuko | EACH | 03.316.004.1 | 03.316.004.1
033160061 | Vertiv Knürr DIS Rack PDU, Safety Basic, 0U/1U, input Schuko 230V 16A, outputs (6)Schuko | EACH | 03.316.006.1 | 03.316.006.1
033160066 | Vertiv Knürr DIS Rack PDU, Safety Basic, 0U/1U, input Schuko 230V 16A, outputs (6)Schuko | EACH | 03.316.006.6 | 03.316.006.6
033160101 | Vertiv Knürr DIS Rack PDU, Safety Basic, 0U, input Schuko 230V 16A, outputs (10)Schuko | EACH | 03.316.010.1 | 03.316.010.1
033160106 | Vertiv Knürr DIS Rack PDU, Safety Basic, 0U, input Schuko 230V 16A, outputs (10)Schuko | EACH | 03.316.010.6 | 03.316.010.6
033161101 | Vertiv Knürr DIS Rack PDU, Safety Basic, 0U, input Schuko 230V 16A, outputs (10)Schuko | EACH | 03.316.110.1 | 03.316.110.1
033162041 | Vertiv Knürr DIS Rack PDU, Safety Basic, 0U, input GST18 230V 16A, outputs (4)Schuko | EACH | 03.316.204.1 | 03.316.204.1
033180051 | Vertiv Knürr DIS Rack PDU, Safety Standard, 0U/1U, input Schuko 230V 16A, outputs (5)Schuko | EACH | 03.318.005.1 | 03.318.005.1
033180056 | Vertiv Knürr DIS Rack PDU, Safety Standard, 0U/1U, input Schuko 230V 16A, outputs (5)Schuko | EACH | 03.318.005.6 | 03.318.005.6
033180061 | Vertiv Knürr DIS Rack PDU, Safety Standard, 0U, input Schuko 230V 16A, outputs (6)Schuko | EACH | 03.318.006.1 | 03.318.006.1
033180091 | Vertiv Knürr DIS Rack PDU, Safety Standard, 0U, input Schuko 230V 16A, outputs (9)Schuko | EACH | 03.318.009.1 | 03.318.009.1
033180096 | Vertiv Knürr DIS Rack PDU, Safety Standard, 0U, input Schuko 230V 16A, outputs (9)Schuko | EACH | 03.318.009.6 | 03.318.009.6
033180131 | Vertiv Knürr DIS Rack PDU, Safety Standard, 0U, input Schuko 230V 16A, outputs (13)Schuko | EACH | 03.318.013.1 | 03.318.013.1
033181051 | Vertiv Knürr DIS Rack PDU, Safety Standard, 0U, input Schuko 230V 16A, outputs (5)Schuko | EACH | 03.318.105.1 | 03.318.105.1
033181091 | Vertiv Knürr DIS Rack PDU, Safety Standard, 0U, input Schuko 230V 16A, outputs (9)Schuko | EACH | 03.318.109.1 | 03.318.109.1
033200051 | Vertiv Knürr DIS Rack PDU, Combi, 0U, input Schuko 230V 16A, outputs (5)Schuko | EACH | 03.320.005.1 | 03.320.005.1
033200091 | Vertiv Knürr DIS Rack PDU, Combi, 0U, input Schuko 230V 16A, outputs (9)Schuko | EACH | 03.320.009.1 | 03.320.009.1
033260061 | Vertiv Knürr DIS Rack PDU, Protector Emergency Stop Switch, 0U/1U, input Schuko 230V 16A, outputs (6)Schuko | EACH | 03.326.006.1 | 03.326.006.1
033280081 | Vertiv Knürr DIS Rack PDU, Protector Emergency Stop Switch FI/LS, 0U, input Schuko 230V 16A, outputs (8)Schuko | EACH | 03.328.008.1 | 03.328.008.1
034000041 | Vertiv Knürr DIS Rack PDU, Compact, 0U, input Schuko 230V 16A, outputs (4)UTE | EACH | 03.400.004.1 | 03.400.004.1
034000046 | Vertiv Knürr DIS Rack PDU, Compact, 0U, input Schuko 230V 16A, outputs (4)UTE | EACH | 03.400.004.6 | 03.400.004.6
034000071 | Vertiv Knürr DIS Rack PDU, Compact, 0U/1U, input Schuko 230V 16A, outputs (7)UTE | EACH | 03.400.007.1 | 03.400.007.1
034000076 | Vertiv Knürr DIS Rack PDU, Compact, 0U/1U, input Schuko 230V 16A, outputs (7)UTE | EACH | 03.400.007.6 | 03.400.007.6
034000111 | Vertiv Knürr DIS Rack PDU, Compact, 0U, input Schuko 230V 16A, outputs (11)UTE | EACH | 03.400.011.1 | 03.400.011.1
034000551 | Vertiv Knürr DIS Rack PDU, Classic, 0U, input Schuko 230V 16A, outputs (5)UTE | EACH | 03.400.055.1 | 03.400.055.1
034000556 | Vertiv Knürr DIS Rack PDU, Classic, 0U, input Schuko 230V 16A, outputs (5)UTE | EACH | 03.400.055.6 | 03.400.055.6
034000591 | Vertiv Knürr DIS Rack PDU, Classic, 0U, input Schuko 230V 16A, outputs (9)UTE | EACH | 03.400.059.1 | 03.400.059.1
034000596 | Vertiv Knürr DIS Rack PDU, Classic, 0U, input Schuko 230V 16A, outputs (9)UTE | EACH | 03.400.059.6 | 03.400.059.6
034000631 | Vertiv Knürr DIS Rack PDU, Classic, 0U, input Schuko 230V 16A, outputs (13)UTE | EACH | 03.400.063.1 | 03.400.063.1
034001071 | Vertiv Knürr DIS Rack PDU, Compact, 0U, input Schuko 230V 16A, outputs (7)UTE | EACH | 03.400.107.1 | 03.400.107.1
034001076 | Vertiv Knürr DIS Rack PDU, Compact, 0U, input Schuko 230V 16A, outputs (7)UTE | EACH | 03.400.107.6 | 03.400.107.6
034002041 | Vertiv Knürr DIS Rack PDU, Compact, 0U, input GST18 230V 16A, outputs (4)UTE | EACH | 03.400.204.1 | 03.400.204.1
034002071 | Vertiv Knürr DIS Rack PDU, Compact, 0U, input GST18 230V 16A, outputs (7)UTE | EACH | 03.400.207.1 | 03.400.207.1
034020031 | Vertiv Knürr DIS Rack PDU, Compact, 0U, input Schuko 230V 16A, outputs (3)UTE | EACH | 03.402.003.1 | 03.402.003.1
034020036 | Vertiv Knürr DIS Rack PDU, Compact, 0U, input Schuko 230V 16A, outputs (3)UTE | EACH | 03.402.003.6 | 03.402.003.6
034020061 | Vertiv Knürr DIS Rack PDU, Compact, 0U/1U, input Schuko 230V 16A, outputs (6)UTE | EACH | 03.402.006.1 | 03.402.006.1
034020101 | Vertiv Knürr DIS Rack PDU, Compact, 0U, input Schuko 230V 16A, outputs (10)UTE | EACH | 03.402.010.1 | 03.402.010.1
034020581 | Vertiv Knürr DIS Rack PDU, Classic, 0U, input Schuko 230V 16A, outputs (8)UTE | EACH | 03.402.058.1 | 03.402.058.1
034040051 | Vertiv Knürr DIS Rack PDU, Protector FI, 0U/1U, input Schuko 230V 16A, outputs (5)UTE | EACH | 03.404.005.1 | 03.404.005.1
034060061 | Vertiv Knürr DIS Rack PDU, D, local metered, 0U/1U, input Schuko 230V 16A, outputs (6)UTE | EACH | 03.406.006.1 | 03.406.006.1
034080051 | Vertiv Knürr DIS Rack PDU, Protector LS, 0U/1U, input Schuko 230V 16A, outputs (5)UTE | EACH | 03.408.005.1 | 03.408.005.1
034100051 | Vertiv Knürr DIS Rack PDU, Protector FI/LS, 0U/1U, input Schuko 230V 16A, outputs (5)UTE | EACH | 03.410.005.1 | 03.410.005.1
034100091 | Vertiv Knürr DIS Rack PDU, Protector FI/LS, 0U, input Schuko 230V 16A, outputs (9)UTE | EACH | 03.410.009.1 | 03.410.009.1
034140051 | Vertiv Knürr DIS Rack PDU, Master-Slave, 0U/1U, input Schuko 230V 16A, outputs (5)UTE | EACH | 03.414.005.1 | 03.414.005.1
034160061 | Vertiv Knürr DIS Rack PDU, Safety Basic, 0U/1U, input Schuko 230V 16A, outputs (6)UTE | EACH | 03.416.006.1 | 03.416.006.1
034180051 | Vertiv Knürr DIS Rack PDU, Safety Standard, 0U/1U, input Schuko 230V 16A, outputs (5)UTE | EACH | 03.418.005.1 | 03.418.005.1
034260101 | Vertiv Knürr DIS Rack PDU, Protector Emergency Stop Switch, 0U, input Schuko 230V 16A, outputs (10)UTE | EACH | 03.426.010.1 | 03.426.010.1
035320061 | Vertiv Knürr DIS Rack PDU, Compact, 0U, input NEMA 5-15 125V 15A, outputs (6)NEMA 5-15 | EACH | 03.532.006.1 | 03.532.006.1
035320091 | Vertiv Knürr DIS Rack PDU, Compact, 0U, input NEMA 5-15 125V 15A, outputs (9)NEMA 5-15 | EACH | 03.532.009.1 | 03.532.009.1
035340061 | Vertiv Knürr DIS Rack PDU, Safety basic, 0U, input NEMA 5-15 125V 15A, outputs (9)NEMA 5-15 | EACH | 03.534.006.1 | 03.534.006.1
036000061 | Vertiv Knürr DIS Rack PDU, IEC320, 0U, input Schuko 230V 16A, outputs (6)C13 | EACH | 03.600.006.1 | 03.600.006.1
036000121 | Vertiv Knürr DIS Rack PDU, IEC320, 0U, input Schuko 230V 16A, outputs (12)C13 | EACH | 03.600.012.1 | 03.600.012.1
036000241 | Vertiv Knürr DIS Rack PDU, TripplePower, 0U, input ohne 230/400V 3x16A, outputs (24)C13 | EACH | 03.600.024.1 | 03.600.024.1
036000481 | Vertiv Knürr DIS Rack PDU, TripplePower, 0U, input ohne 230/400V 3x16A, outputs (48)C13 | EACH | 03.600.048.1 | 03.600.048.1
036002061 | Vertiv Knürr DIS Rack PDU, IEC320, 0U, input GST18 230V 16A, outputs (6)C13 | EACH | 03.600.206.1 | 03.600.206.1
036003121 | Vertiv Knürr DIS Rack PDU, IEC320, 0U/1U, input IEC 60320 C13 230V 10A, outputs (12)C13 | EACH | 03.600.312.1 | 03.600.312.1
036004121 | Vertiv Knürr DIS Rack PDU, IEC320, 0U, input IEC 60320 Sheet I 230V 16A, outputs (12) Sheet F | EACH | 03.600.412.1 | 03.600.412.1
036004181 | Vertiv Knürr DIS Rack PDU, IEC320, 0U, input IEC 60320 C19 230V 16A, outputs (15)C13 (3)C19 | EACH | 03.600.418.1 | 03.600.418.1
036005061 | Vertiv Knürr DIS Rack PDU, TripplePower, 0U/1U, input IEC 60309 230/400V 3x16A, outputs (6)C19 | EACH | 03.600.506.1 | 03.600.506.1
036005181 | Vertiv Knürr DIS Rack PDU, IEC320, 0U, input IEC 60309 230V 16A, outputs (15)C13 (3)C19 | EACH | 03.600.518.1 | 03.600.518.1
036005211 | Vertiv Knürr DIS Rack PDU, TripplePower, 0U, input IEC 60309 230/400V 3x16A, outputs (18)C13 (3)C19 | EACH | 03.600.521.1 | 03.600.521.1
036005241 | Vertiv Knürr DIS Rack PDU, TripplePower, 0U, input IEC 60309 230/400V 3x16A, outputs (18)C13 (6)C19 | EACH | 03.600.524.1 | 03.600.524.1
036005421 | Vertiv Knürr DIS Rack PDU, TripplePower, 0U, input IEC 60309 230/400V 3x16A, outputs (36)C13 (6)C19 | EACH | 03.600.542.1 | 03.600.542.1
036006241 | Vertiv Knürr DIS Rack PDU, IEC320, 0U, input IEC 60309 230V 32A, outputs (20)C13 (4)C19 | EACH | 03.600.624.1 | 03.600.624.1
036008211 | Vertiv Knürr DIS Rack PDU, TripplePower, 0U, input IEC 60309 230/400V 3x16A, outputs (21)C13 | EACH | 03.600.821.1 | 03.600.821.1
036008241 | Vertiv Knürr DIS Rack PDU, TripplePower, 0U, input IEC 60309 230/400V 3x16A, outputs (24)C13 | EACH | 03.600.824.1 | 03.600.824.1
036008451 | Vertiv Knürr DIS Rack PDU, TripplePower, 0U, input IEC 60309 230/400V 3x16A, outputs (45)C13 | EACH | 03.600.845.1 | 03.600.845.1
036008481 | Vertiv Knürr DIS Rack PDU, TripplePower, 0U, input IEC 60309 230/400V 3x16A, outputs (48)C13 | EACH | 03.600.848.1 | 03.600.848.1
036009061 | Vertiv Knürr DIS Rack PDU, TriplePower, 0U, input IEC 60309 230/400V 3x32A, outputs (6)C19 | EACH | 03.600.906.1 | 03.600.906.1
036009301 | Vertiv Knürr DIS Rack PDU, TriplePower, 0U, input IEC 60309 230/400V 3x32A, outputs (18)C13 (12)C19 | EACH | 03.600.930.1 | 03.600.930.1
036009361 | Vertiv Knürr DIS Rack PDU, TriplePower, 0U, input IEC 60309 230/400V 3x32A, outputs (30)C13 (6)C19 | EACH | 03.600.936.1 | 03.600.936.1
036020091 | Vertiv Knürr DIS Rack PDU, IEC320, 0U/1U, input Schuko 230V 16A, outputs (9)C13 | EACH | 03.602.009.1 | 03.602.009.1
036060081 | Vertiv Knürr DIS Rack PDU, D, local metered, 0U/1U, input Schuko 230V 16A, outputs (9)C13 | EACH | 03.606.008.1 | 03.606.008.1
036065061 | Vertiv Knürr DIS Rack PDU, D, local metered, 0U, input IEC 60309 230/400V 3x16A, outputs (6)C19 | EACH | 03.606.506.1 | 03.606.506.1
036065331 | Vertiv Knürr DIS Rack PDU, D, local metered, 0U, input IEC 60309 230/400V 3x16A, outputs (27)C13 (6)C19 | EACH | 03.606.533.1 | 03.606.533.1
036066241 | Vertiv Knürr DIS Rack PDU, D, local metered, 0U, input IEC 60309 230V 32A, outputs (20)C13 (4)C19 | EACH | 03.606.624.1 | 03.606.624.1
036068081 | Vertiv Knürr DIS Rack PDU, D, local metered, 0U/1U, input input IEC60309 230V 16A, outputs (9)C13 | EACH | 03.606.808.1 | 03.606.808.1
036068201 | Vertiv Knürr DIS Rack PDU, D, local metered, 0U, input IEC 60309 230 16A, outputs (18)C13 (2)C19 | EACH | 03.606.820.1 | 03.606.820.1
036069061 | Vertiv Knürr DIS Rack PDU, D, local metered, 0U, input IEC 60309 230/400V 3x32A, outputs (6)C19 | EACH | 03.606.906.1 | 03.606.906.1
036069301 | Vertiv Knürr DIS Rack PDU, D, local metered, 0U, input IEC 60309 230/400V 3x32A, outputs (18)C13 (12)C19 | EACH | 03.606.930.1 | 03.606.930.1
036069361 | Vertiv Knürr DIS Rack PDU, D, local metered, 0U, input IEC 60309 230/400V 3x32A, outputs (30)C13 (6)C19 | EACH | 03.606.936.1 | 03.606.936.1
036122061 | Vertiv Knürr DIS Rack PDU, Power Cleaner, 0U/1U, input GST18 230V 16A, outputs (6)C13 | EACH | 03.612.206.1 | 03.612.206.1
036162061 | Vertiv Knürr DIS Rack PDU, Safety Basic, 0U/1U, input GST18 230V 16A, outputs (6)C13 | EACH | 03.616.206.1 | 03.616.206.1
036182061 | Vertiv Knürr DIS Rack PDU, Safety Standard, 0U/1U, input GST18 230V 16A, outputs (6)C13 | EACH | 03.618.206.1 | 03.618.206.1
036220031 | Vertiv Knürr DIS Rack PDU, IEC320, 0U, input IEC 60320 C14 230V 10A, outputs (3)C13 | EACH | 03.622.003.1 | 03.622.003.1
036220061 | Vertiv Knürr DIS Rack PDU, IEC320, 0U, input IEC 60320 C14 230V 10A, outputs (6)C13 | EACH | 03.622.006.1 | 03.622.006.1
036220091 | Vertiv Knürr DIS Rack PDU, IEC320, 0U/1U, input IEC 60320 C14 230V 10A, outputs (9)C13 | EACH | 03.622.009.1 | 03.622.009.1
036227061 | Vertiv Knürr DIS Rack PDU, IEC320, 0U, input IEC 60320 C14 230V 10A, outputs (6)C13 | EACH | 03.622.706.1 | 03.622.706.1
036227091 | Vertiv Knürr DIS Rack PDU, IEC320, 0U, input IEC 60320 C14 230V 10A, outputs (9)C13 | EACH | 03.622.709.1 | 03.622.709.1
036247031 | Vertiv Knürr DIS Rack PDU, IEC320, 0U, input IEC 60320 C14 230V 10A, outputs (3)C13 | EACH | 03.624.703.1 | 03.624.703.1
036247061 | Vertiv Knürr DIS Rack PDU, IEC320, 0U, input IEC 60320 C14 230V 10A, outputs (6)C13 | EACH | 03.624.706.1 | 03.624.706.1
036247091 | Vertiv Knürr DIS Rack PDU, IEC320, 0U, input IEC 60320 C14 230V 10A, outputs (9)C13 | EACH | 03.624.709.1 | 03.624.709.1
036320101 | Vertiv Knürr DIS Rack PDU, IEC320, 0U/1U, input Schuko 230V 10A, outputs (10)C13 | EACH | 03.632.010.1 | 03.632.010.1
037010041 | Vertiv Knürr DIS Rack PDU, Compact, 0U, input SEV1011 T12 230V 10A, outputs (4)Typ13 | EACH | 03.701.004.1 | 03.701.004.1
037010071 | Vertiv Knürr DIS Rack PDU, Compact, 0U, input SEV1011 T12 230V 10A, outputs (7)Typ13 | EACH | 03.701.007.1 | 03.701.007.1
037010076 | Vertiv Knürr DIS Rack PDU, Compact, 0U, input SEV1011 T12 230V 10A, outputs (7)Typ13 | EACH | 03.701.007.6 | 03.701.007.6
037010111 | Vertiv Knürr DIS Rack PDU, Compact, 0U, input SEV1011 T12 230V 10A, outputs (11)Typ13 | EACH | 03.701.011.1 | 03.701.011.1
037010551 | Vertiv Knürr DIS Rack PDU, Classic, 0U, input SEV1011 T12 230V 10A, outputs (5)Typ13 | EACH | 03.701.055.1 | 03.701.055.1
037010591 | Vertiv Knürr DIS Rack PDU, Classic, 0U, input SEV1011 T12 230V 10A, outputs (9)Typ13 | EACH | 03.701.059.1 | 03.701.059.1
037010596 | Vertiv Knürr DIS Rack PDU, Classic, 0U, input SEV1011 T12 230V 10A, outputs (9)Typ13 | EACH | 03.701.059.6 | 03.701.059.6
037010631 | Vertiv Knürr DIS Rack PDU, Classic, 0U, input SEV1011 T12 230V 10A, outputs (13)Typ13 | EACH | 03.701.063.1 | 03.701.063.1
037030031 | Vertiv Knürr DIS Rack PDU, Compact, 0U, input SEV1011 T12 230V 10A, outputs (3)Typ13 | EACH | 03.703.003.1 | 03.703.003.1
037030061 | Vertiv Knürr DIS Rack PDU, Compact, 0U/1U, input SEV1011 T12 230V 10A, outputs (6)Typ13 | EACH | 03.703.006.1 | 03.703.006.1
037030581 | Vertiv Knürr DIS Rack PDU, Classic, 0U, input SEV1011 T12 230V 10A, outputs (8)Typ13 | EACH | 03.703.058.1 | 03.703.058.1
037030661 | Vertiv Knürr DIS Rack PDU, Classic, 0U, input SEV1011 T12 230V 10A, outputs (16)Typ13 | EACH | 03.703.066.1 | 03.703.066.1
037031031 | Vertiv Knürr DIS Rack PDU, Compact, 0U, input SEV1011 T12 230V 10A, outputs (3)Typ13 | EACH | 03.703.103.1 | 03.703.103.1
037031101 | Vertiv Knürr DIS Rack PDU, Compact, 0U, input SEV1011 T12 230V 10A, outputs (10)Typ13 | EACH | 03.703.110.1 | 03.703.110.1
037060051 | Vertiv Knürr DIS Rack PDU, D, local metered, 0U/1U, input SEV1011 T12 230V 10A, outputs (5)Typ13 | EACH | 03.706.005.1 | 03.706.005.1
037110051 | Vertiv Knürr DIS Rack PDU, Protector FI/LS, 0U/1U, input SEV1011 T12 230V 10A, outputs (5)Typ13 | EACH | 03.711.005.1 | 03.711.005.1
037190051 | Vertiv Knürr DIS Rack PDU, Safety Standard, 0U/1U, input SEV1011 T12 230V 10A, outputs (5)Typ13 | EACH | 03.719.005.1 | 03.719.005.1
040000370 | CABLE CONNECTION WHITE 50CM | EACH | 04.000.037.0 | 04.000.037.0
040000379 | CABLE CONNECTION BLACK 50CM | EACH | 04.000.037.9 | 04.000.037.9
040000389 | GST18I5 MULTIPLIER TRI-PHASE | EACH | 04.000.038.9 | 04.000.038.9
040000400 | POWER SUPPLY LEAD L=2M GST18 | EACH | 04.000.040.0 | 04.000.040.0
040000410 | POWER SUPPLY LEAD L=5M GST 18 | EACH | 04.000.041.0 | 04.000.041.0
040000420 | CABLE CONNECTION WHITE 20CM | EACH | 04.000.042.0 | 04.000.042.0
040000429 | CABLE CONNECTION BLACK 20CM | EACH | 04.000.042.9 | 04.000.042.9
040000440 | CABLE CONNECTION WHITE 1M | EACH | 04.000.044.0 | 04.000.044.0
040000449 | CABLE CONNECTION BLACK 1M | EACH | 04.000.044.9 | 04.000.044.9
040000450 | CABLE CONNECTION WHITE 5M | EACH | 04.000.045.0 | 04.000.045.0
040000460 | SOCKET GST18 | EACH | 04.000.046.0 | 04.000.046.0
040000470 | GST18 PLUG | EACH | 04.000.047.0 | 04.000.047.0
040000480 | CABLE POWER SUPPLY 3PH | EACH | 04.000.048.0 | 04.000.048.0
040000519 | CABLE IEC320 0.9M 3X1.0 ST/BU | EACH | 04.000.051.9 | 04.000.051.9
040000559 | WIRE-POWER SYSTEM CH 2500 3X1 IEC320 BU | EACH | 04.000.055.9 | 04.000.055.9
040000569 | CABLE ENG-PLUG/IEC 320 | EACH | 04.000.056.9 | 04.000.056.9
VP7551 | Vertiv Geist Rack PDU, Basic, 0U, input IEC 60309 230V 16A, outputs (20)C13 (4)C19 | EACH | VP7551 | VP7551
VP7552 | Vertiv Geist Rack PDU, Basic, 0U, input IEC 60320 C20 power inlet 230V 16A, outputs (20)C13 (4)C19 | EACH | VP7552 | VP7552
VP7553 | Vertiv Geist Rack PDU, Basic, 0U, input IEC 60309 230V 32A, outputs (20)C13 (4)C19 | EACH | VP7553 | VP7553
VP7557 | Vertiv Geist Rack PDU, Basic, 0U, input IEC 60309 230/400V 3x16A, outputs (36)C13 (6)C19 | EACH | VP7557 | VP7557
VP9559 | Vertiv Geist Rack PDU, Basic, 1U, input IEC 60320 C20 power inlet 230V 16A, outputs (10)C13 (2)C19 | EACH | VP9559 | VP9559
VP4G8000 | Vertiv Geist Rack PDU, Monitored (Unit Level), EC, 0U, input IEC 60309 230V 16A, RCM, combi outputs (36)C13 or C19 | EACH | VP4G8000 | VP4G8000
VP5G8001 | Vertiv Geist Rack PDU, Switched (Unit Level Monitoring), 0U, input IEC 60309 230V 16A, RCM, locking outputs (21)C13 (3)C19 | EACH | VP5G8001 | VP5G8001
VP7G8001 | Vertiv Geist Rack PDU, Switched (Outlet Level Monitoring), 0U, input IEC 60309 230V 16A, RCM, locking outputs (21)C13 (3)C19 | EACH | VP7G8001 | VP7G8001
VP6G8001 | Vertiv Geist Rack PDU, Monitored (Outlet Level), 0U, input IEC 60309 230V 16A, RCM, locking outputs (21)C13 (3)C19 | EACH | VP6G8001 | VP6G8001
VP4G8001 | Vertiv Geist Rack PDU, Monitored (Unit Level), EC, 0U, input IEC 60309 230V 16A, RCM, locking outputs (20)C13 (6)C19 | EACH | VP4G8001 | VP4G8001
VP4G8002 | Vertiv Geist Rack PDU, Monitored (Unit Level), EC, 0U, input IEC 60309 230/400V 3x16A, RCM, combi outputs (36)C13 or C19 | EACH | VP4G8002 | VP4G8002
VP5G8003 | Vertiv Geist Rack PDU, Switched (Unit Level Monitoring), 0U, input IEC 60309 230/400V 3x16A, RCM, locking outputs (24)C13 (12)C19 | EACH | VP5G8003 | VP5G8003
VP7G8003 | Vertiv Geist Rack PDU, Switched (Outlet Level Monitoring), 0U, input IEC 60309 230/400V 3x16A, RCM, locking outputs (24)C13 (12)C19 | EACH | VP7G8003 | VP7G8003
VP6G8003 | Vertiv Geist Rack PDU, Monitored (Outlet Level), 0U, input IEC 60309 230/400V 3x16A, RCM, locking outputs (24)C13 (12)C19 | EACH | VP6G8003 | VP6G8003
VP4G8003 | Vertiv Geist Rack PDU, Monitored (Unit Level), EC, 0U, input IEC 60309 230/400V 3x16A, RCM, locking outputs (24)C13 (6)C19 | EACH | VP4G8003 | VP4G8003
VP4G9000 | Vertiv Geist Rack PDU, Monitored (Unit Level), EC, 0U, input IEC 60309 230V 32A, RCM, combi outputs (36)C13 or C19 | EACH | VP4G9000 | VP4G9000
VP5G9001 | Vertiv Geist Rack PDU, Switched (Unit Level Monitoring), 0U, input IEC 60309 230V 32A, RCM, locking outputs (20)C13 (4)C19 | EACH | VP5G9001 | VP5G9001
VP7G9001 | Vertiv Geist Rack PDU, Switched (Outlet Level Monitoring), 0U, input IEC 60309 230V 32A, RCM, locking outputs (20)C13 (4)C19 | EACH | VP7G9001 | VP7G9001
VP6G9001 | Vertiv Geist Rack PDU, Monitored (Outlet Level), 0U, input IEC 60309 230V 32A, RCM, locking outputs (20)C13 (4)C19 | EACH | VP6G9001 | VP6G9001
VP4G9001 | Vertiv Geist Rack PDU, Monitored (Unit Level), EC, 0U, input IEC 60309 230V 32A, RCM, locking outputs (20)C13 (6)C19 | EACH | VP4G9001 | VP4G9001
VP4G9002 | Vertiv Geist Rack PDU, Monitored (Unit Level), EC, 0U, input IEC 60309 230/400V 3x32A, RCM, combi outputs (36)C13 or C19 | EACH | VP4G9002 | VP4G9002
VP5G9003 | Vertiv Geist Rack PDU, Switched (Unit Level Monitoring), 0U, input IEC 60309 230/400V 3x32A, RCM, locking outputs (30)C13 (6)C19 | EACH | VP5G9003 | VP5G9003
VP7G9003 | Vertiv Geist Rack PDU, Switched (Outlet Level Monitoring), 0U, input IEC 60309 230/400V 3x32A, RCM, locking outputs (30)C13 (6)C19 | EACH | VP7G9003 | VP7G9003
VP6G9003 | Vertiv Geist Rack PDU, Monitored (Outlet Level), 0U, input IEC 60309 230/400V 3x32A, RCM, locking outputs (30)C13 (6)C19 | EACH | VP6G9003 | VP6G9003
VP4G9003 | Vertiv Geist Rack PDU, Monitored (Unit Level), EC, 0U, input IEC 60309 230/400V 3x32A, RCM, locking outputs (24)C13 (6)C19 | EACH | VP4G9003 | VP4G9003
G1650L | Vertiv Geist Rack PDU, Basic, 0U, input IEC 60309 230V 32A, locking outputs (24)C13 (6)C19 | EACH | G1650L | G1650L
G2169 | Vertiv Geist Rack PDU, Basic, 0U, input IEC 60309 230V 32A, outputs (10)BS1363 | EACH | G2169 | G2169
G2118 | Vertiv Geist Rack PDU, Basic, 0U, input IEC 60309 230V 32A, outputs (15)BS1364 | EACH | G2118 | G2118
G2120 | Vertiv Geist Rack PDU, Basic, 0U, input IEC 60309 230V 32A, outputs (20)BS1365 | EACH | G2120 | G2120
G2194 | Vertiv Geist Rack PDU, Basic, 0U, input IEC 60309 230V 32A, outputs (24)C13 | EACH | G2194 | G2194
G2195 | Vertiv Geist Rack PDU, Basic, 0U, input IEC 60309 230V 32A, outputs (30)C13 | EACH | G2195 | G2195
G2106 | Vertiv Geist Rack PDU, Basic, 0U, input BS1363 230V 13A, outputs (10)BS1363 | EACH | G2106 | G2106
G2108 | Vertiv Geist Rack PDU, Basic, 0U, input BS1363 230V 13A, outputs (12)BS1363 | EACH | G2108 | G2108
G2152 | Vertiv Geist Rack PDU, Basic, 0U, input BS1363 230V 13A, outputs (15)BS1364 | EACH | G2152 | G2152
G2180 | Vertiv Geist Rack PDU, Basic, 0U, input BS1363 230V 13A, outputs (16)C13 | EACH | G2180 | G2180
G2153 | Vertiv Geist Rack PDU, Basic, 0U, input BS1363 230V 13A, outputs (20)BS1365 | EACH | G2153 | G2153
G2181 | Vertiv Geist Rack PDU, Basic, 0U, input BS1363 230V 13A, outputs (24)C13 | EACH | G2181 | G2181
G2179 | Vertiv Geist Rack PDU, Basic, 0U, input BS1363 230V 13A, outputs (8)C13 | EACH | G2179 | G2179
G1647L | Vertiv Geist Rack PDU, Basic, 0U, input IEC 60309 230V 16A, locking outputs (10)C13 (2)C19 | EACH | G1647L | G1647L
G2110 | Vertiv Geist Rack PDU, Basic, 0U, input IEC 60309 230V 16A, outputs (10)BS1363 | EACH | G2110 | G2110
G2112 | Vertiv Geist Rack PDU, Basic, 0U, input IEC 60309 230V 16A, outputs (12)BS1363 | EACH | G2112 | G2112
G2201 | Vertiv Geist Rack PDU, Basic, 0U, input IEC 60309 230V 16A, outputs (12)C13 (4)C19 | EACH | G2201 | G2201
G2114 | Vertiv Geist Rack PDU, Basic, 0U, input IEC 60309 230V 16A, outputs (15)BS1364 | EACH | G2114 | G2114
G2187 | Vertiv Geist Rack PDU, Basic, 0U, input IEC 60309 230V 16A, outputs (16)C13 | EACH | G2187 | G2187
G2161 | Vertiv Geist Rack PDU, Basic, 0U, input IEC 60309 230V 16A, outputs (20)BS1365 | EACH | G2161 | G2161
G1026 | Vertiv Geist Rack PDU, Basic, 0U, input IEC 60309 230V 16A, outputs (24)C13 | EACH | G1026 | G1026
G1032 | Vertiv Geist Rack PDU, Basic, 0U, input IEC 60309 230V 16A, outputs (24)C13 (6)C19 | EACH | G1032 | G1032
G2202 | Vertiv Geist Rack PDU, Basic, 0U, input IEC 60309 230V 32A, outputs (12)C13 (4)C19 | EACH | G2202 | G2202
G1036 | Vertiv Geist Rack PDU, Basic, 0U, input IEC 60309 230V 32A, outputs (24)C13 (6)C19 | EACH | G1036 | G1036
G2205 | Vertiv Geist Rack PDU, Basic, 0U, input IEC 60309 230V 32A, outputs (36)C13 (6)C19 | EACH | G2205 | G2205
G2196 | Vertiv Geist Rack PDU, Basic, 0U, input IEC 60309 230V 32A, outputs (40)C13 | EACH | G2196 | G2196
G1011 | Vertiv Geist Rack PDU, Basic, 0U, input IEC 60320 C20 power inlet 230V 16A, outputs (20)C13 | EACH | G1011 | G1011
G1024 | Vertiv Geist Rack PDU, Basic, 0U/1U, input IEC 60309 230V 16A, outputs (10)C13 | EACH | G1024 | G1024
G1023 | Vertiv Geist Rack PDU, Basic, 0U/1U, input IEC 60309 230V 16A, outputs (4)C13 (4)C19 | EACH | G1023 | G1023
G1022 | Vertiv Geist Rack PDU, Basic, 0U/1U, input IEC 60309 230V 16A, outputs (8)C13 | EACH | G1022 | G1022
G1009 | Vertiv Geist Rack PDU, Basic, 0U/1U, input IEC 60320 C20 power inlet 230V 16A, outputs (10)C13 | EACH | G1009 | G1009
G2166 | Vertiv Geist Rack PDU, Basic, 1U, input IEC 60309 230V 32A, outputs (4)BS1366 | EACH | G2166 | G2166
G2175 | Vertiv Geist Rack PDU, Basic, 1U, input BS1363 230V 13A, outputs (12)C13 | EACH | G2175 | G2175
G2177 | Vertiv Geist Rack PDU, Basic, 1U, input BS1363 230V 13A, outputs (12)C13 | EACH | G2177 | G2177
G2178 | Vertiv Geist Rack PDU, Basic, 1U, input BS1363 230V 13A, outputs (16)C13 | EACH | G2178 | G2178
G2102 | Vertiv Geist Rack PDU, Basic, 1U, input BS1363 230V 13A, outputs (6)BS1367 | EACH | G2102 | G2102
G2104 | Vertiv Geist Rack PDU, Basic, 1U, input BS1363 230V 13A, outputs (8)BS1368 | EACH | G2104 | G2104
G2109 | Vertiv Geist Rack PDU, Basic, 1U, input BS1363 230V 13A, outputs (8)BS1368 | EACH | G2109 | G2109
G2174 | Vertiv Geist Rack PDU, Basic, 1U, input BS1363 230V 13A, outputs (8)BS1368 | EACH | G2174 | G2174
G1646L | Vertiv Geist Rack PDU, Basic, 1U, input IEC 60309 230V 16A, locking outputs (10)C13 | EACH | G1646L | G1646L
G2183 | Vertiv Geist Rack PDU, Basic, 1U, input IEC 60309 230V 16A, outputs (12)C13 | EACH | G2183 | G2183
G2158 | Vertiv Geist Rack PDU, Basic, 1U, input IEC 60309 230V 16A, outputs (4)BS1366 | EACH | G2158 | G2158
G2159 | Vertiv Geist Rack PDU, Basic, 1U, input IEC 60309 230V 16A, outputs (6)BS1367 | EACH | G2159 | G2159
G2160 | Vertiv Geist Rack PDU, Basic, 1U, input IEC 60309 230V 16A, outputs (8)BS1368 | EACH | G2160 | G2160
G2197 | Vertiv Geist Rack PDU, Basic, 1U, input IEC 60309 230V 16A, outputs (8)C13 (2)C19 | EACH | G2197 | G2197
G1648L | Vertiv Geist Rack PDU, Basic, 1U, input IEC 60309 230V 32A, locking outputs (4)C13 (4)C19 | EACH | G1648L | G1648L
G1033 | Vertiv Geist Rack PDU, Basic, 1U, input IEC 60309 230V 32A, outputs (12)C13 | EACH | G1033 | G1033
G2150 | Vertiv Geist Rack PDU, Basic, 1U, input IEC60320 C14 230V 10A, outputs (6)BS1367 | EACH | G2150 | G2150
G1010 | Vertiv Geist Rack PDU, Basic, 1U, input IEC 60320 C20 power inlet 230V 16A, outputs (16)C13 | EACH | G1010 | G1010
G1649L | Vertiv Geist Rack PDU, Basic, 2U, input IEC 60309 230V 32A, locking outputs (12)C13 (4)C19 | EACH | G1649L | G1649L
G2192 | Vertiv Geist Rack PDU, Basic, 2U, input IEC 60309 230V 32A, outputs (20)C13 | EACH | G2192 | G2192
G2176 | Vertiv Geist Rack PDU, Basic, 2U, input BS1363 230V 13A, outputs (8)C13 | EACH | G2176 | G2176
G2199 | Vertiv Geist Rack PDU, Basic, 2U, input IEC 60309 230V 16A, outputs (12)C13 (4)C19 | EACH | G2199 | G2199
G1025 | Vertiv Geist Rack PDU, Basic, 2U, input IEC 60309 230V 16A, outputs (16)C13 | EACH | G1025 | G1025
G2200 | Vertiv Geist Rack PDU, Basic, 2U, input IEC 60309 230V 32A, outputs (12)C13 (4)C19 | EACH | G2200 | G2200
GI10070L | Vertiv Geist Rack PDU, Basic (upgradeable), 0U, input IEC 60309 230/400V 3x16A, locking outputs (12)C13 (6)C19 | EACH | GI10070L | GI10070L
GI10071L | Vertiv Geist Rack PDU, Basic (upgradeable), 0U, input IEC 60309 230/400V 3x16A, locking outputs (24)C13 (6)C19 | EACH | GI10071L | GI10071L
GI10009L | Vertiv Geist Rack PDU, Basic (upgradeable), 0U, input IEC 60309 230/400V 3x16A, locking outputs (36)C13 (6)C19 | EACH | GI10009L | GI10009L
GI10074L | Vertiv Geist Rack PDU, Basic (upgradeable), 0U, input IEC 60309 230/400V 3x16A, locking outputs (36)C13 (6)C19 | EACH | GI10074L | GI10074L
GI10075L | Vertiv Geist Rack PDU, Basic (upgradeable), 0U, input IEC 60309 230/400V 3x16A, locking outputs (36)C13 (6)C19 | EACH | GI10075L | GI10075L
GI10072 | Vertiv Geist Rack PDU, Basic (upgradeable), 0U, input IEC 60309 230/400V 3x16A, outputs (36)C13 (6)C19 | EACH | GI10072 | GI10072
GI10073 | Vertiv Geist Rack PDU, Basic (upgradeable), 0U, input IEC 60309 230/400V 3x16A, outputs (48)C13 | EACH | GI10073 | GI10073
GI10015L | Vertiv Geist Rack PDU, Basic (upgradeable), 0U, input IEC 60309 230/400V 3x32A, locking outputs (12)C13 (12)C19 | EACH | GI10015L | GI10015L
GI10001L | Vertiv Geist Rack PDU, Basic (upgradeable), 0U, input IEC 60309 230/400V 3x32A, locking outputs (12)C19 | EACH | GI10001L | GI10001L
GI10005L | Vertiv Geist Rack PDU, Basic (upgradeable), 0U, input IEC 60309 230/400V 3x32A, locking outputs (24)C13 (6)C19 | EACH | GI10005L | GI10005L
GI10008L | Vertiv Geist Rack PDU, Basic (upgradeable), 0U, input IEC 60309 230/400V 3x32A, locking outputs (24)C13 (6)C19 | EACH | GI10008L | GI10008L
GI10056L | Vertiv Geist Rack PDU, Basic (upgradeable), 0U, input IEC 60309 230/400V 3x32A, locking outputs (24)C13 (6)C19 | EACH | GI10056L | GI10056L
GI10057L | Vertiv Geist Rack PDU, Basic (upgradeable), 0U, input IEC 60309 230/400V 3x32A, locking outputs (36)C13 (6)C19 | EACH | GI10057L | GI10057L
GI10013 | Vertiv Geist Rack PDU, Basic (upgradeable), 0U, input IEC 60309 230/400V 3x32A, outputs (36)C13 (6)C19 | EACH | GI10013 | GI10013
GI10017 | Vertiv Geist Rack PDU, Basic (upgradeable), 0U, input IEC 60309 230/400V 3x32A, outputs (48)C13 | EACH | GI10017 | GI10017
GI10010L | Vertiv Geist Rack PDU, Basic (upgradeable), 0U, input IEC 60309 230V 16A, locking outputs (12)C13 (6)C19 | EACH | GI10010L | GI10010L
GI19989 | Vertiv Geist Rack PDU, Basic (upgradeable), 0U, input IEC 60309 230V 16A, outputs (20)SCHUKO | EACH | GI19989 | GI19989
GI10019L | Vertiv Geist Rack PDU, Basic (upgradeable), 0U, input IEC 60309 230V 32A, locking outputs (20)C13 (6)C19 | EACH | GI10019L | GI10019L
GI10003L | Vertiv Geist Rack PDU, Basic (upgradeable), 0U, input IEC 60309 230V 32A, locking outputs (30)C13 (6)C19 | EACH | GI10003L | GI10003L
GI10006L | Vertiv Geist Rack PDU, Basic (upgradeable), 0U, input IEC 60309 230V 32A, locking outputs (30)C13 (6)C19 | EACH | GI10006L | GI10006L
GI19986 | Vertiv Geist Rack PDU, Basic (upgradeable), 0U, input IEC 60309 230V 32A, outputs (20)BS1365 | EACH | GI19986 | GI19986
GI19987 | Vertiv Geist Rack PDU, Basic (upgradeable), 0U, input IEC 60309 230V 32A, outputs (20)SCHUKO | EACH | GI19987 | GI19987
GI10016 | Vertiv Geist Rack PDU, Basic (upgradeable), 0U, input IEC 60309 230V 32A, outputs (30)C13 (6)C19 | EACH | GI10016 | GI10016
GI10011 | Vertiv Geist Rack PDU, Basic (upgradeable), 0U, input IEC 60309 230V 32A, outputs (36)C13 (6)C19 | EACH | GI10011 | GI10011
GI10012 | Vertiv Geist Rack PDU, Basic (upgradeable), 0U, input IEC 60309 230V 32A, outputs (36)C13 (6)C19 | EACH | GI10012 | GI10012
UI10001L | Vertiv Geist Rack PDU, Basic (upgradeable), 0U, input IEC 60320 C20 power inlet 230V 16A, locking outputs (36)C13 (6)C19 | EACH | UI10001L | UI10001L
GI10014 | Vertiv Geist Rack PDU, Basic (upgradeable), 0U, input IEC 60309 230/400V 3x32A, outputs (36)C13 (6)C19 | EACH | GI10014 | GI10014
GI10018L | Vertiv Geist Rack PDU, Basic (upgradeable), 0U, input IEC 60309 230V 16A, locking outputs (20)C13 (6)C19 | EACH | GI10018L | GI10018L
GI19988 | Vertiv Geist Rack PDU, Basic (upgradeable), 0U, input IEC 60309 230V 16A, outputs (20)BS1365 | EACH | GI19988 | GI19988
GI10068L | Vertiv Geist Rack PDU, Basic (upgradeable), 1U, input IEC 60309 230/400V 3x16A, locking outputs (6)C13 (3)C19 | EACH | GI10068L | GI10068L
GI10044L | Vertiv Geist Rack PDU, Basic (upgradeable), 1U, input IEC 60309 230/400V 3x32A, locking outputs (6)C19 | EACH | GI10044L | GI10044L
GI10043L | Vertiv Geist Rack PDU, Basic (upgradeable), 1U, input IEC 60309 230V 16A, locking outputs (10)C13 | EACH | GI10043L | GI10043L
GI10045L | Vertiv Geist Rack PDU, Basic (upgradeable), 1U, input IEC 60309 230V 32A, locking outputs (10)C13 | EACH | GI10045L | GI10045L
GI10046L | Vertiv Geist Rack PDU, Basic (upgradeable), 1U, input IEC 60309 230V 32A, locking outputs (10)C13 | EACH | GI10046L | GI10046L
GI10047L | Vertiv Geist Rack PDU, Basic (upgradeable), 1U, input IEC 60309 230V 32A, locking outputs (4)C13 (4)C19 | EACH | GI10047L | GI10047L
GI10048L | Vertiv Geist Rack PDU, Basic (upgradeable), 1U, input IEC 60309 230V 32A, locking outputs (4)C13 (4)C19 | EACH | GI10048L | GI10048L
UI10014L | Vertiv Geist Rack PDU, Basic (upgradeable), 1U, input IEC 60320 C20 power inlet 230V 16A, locking outputs (10)C13 | EACH | UI10014L | UI10014L
UI10016L | Vertiv Geist Rack PDU, Basic (upgradeable), 1U, input IEC 60320 C20 power inlet 230V 16A, locking outputs (10)C13 | EACH | UI10016L | UI10016L
GI10069L | Vertiv Geist Rack PDU, Basic (upgradeable), 2U, input IEC 60309 230/400V 3x16A, locking outputs (12)C13 (6)C19 | EACH | GI10069L | GI10069L
GI10002L | Vertiv Geist Rack PDU, Basic (upgradeable), 2U, input IEC 60309 230/400V 3x32A, locking outputs (12)C19 | EACH | GI10002L | GI10002L
GI10004L | Vertiv Geist Rack PDU, Basic (upgradeable), 2U, input IEC 60309 230V 32A, locking outputs (12)C13 (4)C19 | EACH | GI10004L | GI10004L
GI10007L | Vertiv Geist Rack PDU, Basic (upgradeable), 2U, input IEC 60309 230V 32A, locking outputs (12)C13 (4)C19 | EACH | GI10007L | GI10007L
GI10091 | Vertiv Geist Rack PDU, Basic (upgradeable), 0U, input IEC 60309 230V 32A, combi outputs (36)C13 or C19 | EACH | GI10091 | GI10091
GI10092 | Vertiv Geist Rack PDU, Basic (upgradeable), 0U, input IEC 60309 230/400V 3x16A, combi outputs (36)C13 or C19 | EACH | GI10092 | GI10092
GI10093 | Vertiv Geist Rack PDU, Basic (upgradeable), 0U, input IEC 60309 230V 16A, combi outputs (36)C13 or C19 | EACH | GI10093 | GI10093
GI10094 | Vertiv Geist Rack PDU, Basic (upgradeable), 0U, input IEC 60309 230/400V 3x32A, combi outputs (36)C13 or C19 | EACH | GI10094 | GI10094
GU30030L | Vertiv Geist Rack PDU, Switched (Outlet Level Monitoring), EC, 0U, input IEC 60309 230V 16A, locking outputs (18)C13 (6)C19 | EACH | GU30030L | GU30030L
GR30024L | Vertiv Geist Rack PDU, Monitored (Outlet Level), EC, 0U, input IEC 60309 230V 16A, locking outputs (18)C13 (6)C19 | EACH | GR30024L | GR30024L
GS30029L | Vertiv Geist Rack PDU, Switched (Outlet Level Monitoring), EC, 0U, input IEC 60309 230V 32A, locking outputs (12)C13 (6)C19 | EACH | GS30029L | GS30029L
GR30023L | Vertiv Geist Rack PDU, Monitored (Outlet Level), EC, 0U, input IEC 60309 230V 32A, locking outputs (12)C13 (6)C19 | EACH | GR30023L | GR30023L
036165001 | Vertiv DI-STRIP Rack PDU, Inline Over Voltage Protection, Basic, 0U, input IEC 60309 230/400V 3x16A, output – connector IEC 60309 3P+N+E, 230/400V 3x16A | EACH | 03.616.500.1 | 03.616.500.1
036166001 | Vertiv DI-STRIP Rack PDU, Inline Over Voltage Protection, Basic, 0U, input IEC 60309 230V 32A, output – connector IEC 60309 2P+E, 230V 32A | EACH | 03.616.600.1 | 03.616.600.1
036168001 | Vertiv DI-STRIP Rack PDU, Inline Over Voltage Protection, Basic, 0U, input IEC 60309 230V 16A, output – connector IEC 60309 2P+E, 230V 16A | EACH | 03.616.800.1 | 03.616.800.1
036169001 | Vertiv DI-STRIP Rack PDU, Inline Over Voltage Protection, Basic, 0U, input IEC 60309 230/400V 3x32A, output – connector IEC 60309 3P+N+E, 230/400V 3x32A | EACH | 03.616.900.1 | 03.616.900.1
039514500001 | LOCKING POWER CORD C13 BK 0.5M SET 9pcs. | EACH | 3951.450.000.1 | 3951.450.000.1
039514500002 | LOCKING POWER CORD C13 BK 1.0M SET 9pcs. | EACH | 3951.450.000.2 | 3951.450.000.2
039514500003 | LOCKING POWER CORD C13 BK 1.5M SET 9pcs. | EACH | 3951.450.000.3 | 3951.450.000.3
039514510001 | LOCKING POWER CORD C13 WH 0.5M SET 9pcs. | EACH | 3951.451.000.1 | 3951.451.000.1
039514510002 | LOCKING POWER CORD C13 WH 1.0M SET 9pcs. | EACH | 3951.451.000.2 | 3951.451.000.2
039514510003 | LOCKING POWER CORD C13 WH 1.5M SET 9pcs. | EACH | 3951.451.000.3 | 3951.451.000.3
039514550001 | LOCKING POWER CORD C19 BK 0.5M SET 6pcs. | EACH | 3951.455.000.1 | 3951.455.000.1
039514550002 | LOCKING POWER CORD C19 BK 1.0M SET 6pcs. | EACH | 3951.455.000.2 | 3951.455.000.2
039514550003 | LOCKING POWER CORD C19 BK 1.5M SET 6pcs. | EACH | 3951.455.000.3 | 3951.455.000.3
039514560001 | LOCKING POWER CORD C19 WH 0.5M SET 6pcs. | EACH | 3951.456.000.1 | 3951.456.000.1
039514560002 | LOCKING POWER CORD C19 WH 1.0M SET 6pcs. | EACH | 3951.456.000.2 | 3951.456.000.2
039514560003 | LOCKING POWER CORD C19 WH 1.5M SET 6pcs. | EACH | 3951.456.000.3 | 3951.456.000.3
GI30029L | Vertiv Geist Rack PDU, Monitored (Unit Level), EC, 0U, input IEC 60309 230/400V 3x32A, locking outputs (12)C19 | EACH | GI30029L | GI30029L
GI30030L | Vertiv Geist Rack PDU, Monitored (Unit Level), EC, 2U, input IEC 60309 230/400V 3x32A, locking outputs (12)C19 | EACH | GI30030L | GI30030L
GI30031L | Vertiv Geist Rack PDU, Monitored (Unit Level), EC, 0U, input IEC 60309 230V 32A, locking outputs (30)C13 (6)C19 | EACH | GI30031L | GI30031L
GI30032L | Vertiv Geist Rack PDU, Monitored (Unit Level), EC, 2U, input IEC 60309 230V 32A, locking outputs (12)C13 (4)C19 | EACH | GI30032L | GI30032L
GI30033L | Vertiv Geist Rack PDU, Monitored (Unit Level), EC, 0U, input IEC 60309 230/400V 3x32A, locking outputs (24)C13 (6)C19 | EACH | GI30033L | GI30033L
GI30038L | Vertiv Geist Rack PDU, Monitored (Unit Level), EC, 0U, input IEC 60309 230V 16A, locking outputs (12)C13 (6)C19 | EACH | GI30038L | GI30038L
GI30041 | Vertiv Geist Rack PDU, Monitored (Unit Level), EC, 0U, input IEC 60309 230/400V 3x32A, outputs (36)C13 (6)C19 | EACH | GI30041 | GI30041
GI30043L | Vertiv Geist Rack PDU, Monitored (Unit Level), EC, 0U, input IEC 60309 230/400V 3x32A, locking outputs (12)C13 (12)C19 | EACH | GI30043L | GI30043L
GI30044 | Vertiv Geist Rack PDU, Monitored (Unit Level), EC, 0U, input IEC 60309 230V 32A, outputs (30)C13 (6)C19 | EACH | GI30044 | GI30044
GI30045 | Vertiv Geist Rack PDU, Monitored (Unit Level), EC, 0U, input IEC 60309 230/400V 3x32A, outputs (48)C13 | EACH | GI30045 | GI30045
GI30061L | Vertiv Geist Rack PDU, Monitored (Unit Level), EC, 0U, input IEC 60309 230V 16A, locking outputs (20)C13 (6)C19 | EACH | GI30061L | GI30061L
GI30073L | Vertiv Geist Rack PDU, Monitored (Unit Level), EC, 1U, input IEC 60309 230V 16A, locking outputs (10)C13 | EACH | GI30073L | GI30073L
GI30074L | Vertiv Geist Rack PDU, Monitored (Unit Level), EC, 1U, input IEC 60309 230/400V 3x32A, locking outputs (6)C19 | EACH | GI30074L | GI30074L
GI30075L | Vertiv Geist Rack PDU, Monitored (Unit Level), EC, 1U, input IEC 60309 230V 32A, locking outputs (10)C13 | EACH | GI30075L | GI30075L
GI30077L | Vertiv Geist Rack PDU, Monitored (Unit Level), EC, 1U, input IEC 60309 230V 32A, locking outputs (4)C13 (4)C19 | EACH | GI30077L | GI30077L
GI30087L | Vertiv Geist Rack PDU, Monitored (Unit Level), EC, 0U, input IEC 60309 230/400V 3x32A, locking outputs (24)C13 (6)C19 | EACH | GI30087L | GI30087L
GI30088L | Vertiv Geist Rack PDU, Monitored (Unit Level), EC, 0U, input IEC 60309 230/400V 3x32A, locking outputs (36)C13 (6)C19 | EACH | GI30088L | GI30088L
GI30093L | Vertiv Geist Rack PDU, Monitored (Unit Level), EC, 0U, input IEC 60309 230/400V 3x16A, locking outputs (24)C13 (6)C19 | EACH | GI30093L | GI30093L
GI30094L | Vertiv Geist Rack PDU, Monitored (Unit Level), EC, 0U, input IEC 60309 230/400V 3x16A, locking outputs (36)C13 (6)C19 | EACH | GI30094L | GI30094L
GI30104 | Vertiv Geist Rack PDU, Monitored (Unit Level), EC, 0U, input IEC 60309 230/400V 3x16A, outputs (48)C13 | EACH | GI30104 | GI30104
GI30105L | Vertiv Geist Rack PDU, Monitored (Unit Level), EC, 0U, input IEC 60309 230/400V 3x16A, locking outputs (18)C13 (6)C19 | EACH | GI30105L | GI30105L
GI30106L | Vertiv Geist Rack PDU, Monitored (Unit Level), EC, 0U, input IEC 60309 230/400V 3x16A, locking outputs (36)C13 (6)C19 | EACH | GI30106L | GI30106L
GI30107L | Vertiv Geist Rack PDU, Monitored (Unit Level), EC, 2U, input IEC 60309 230/400V 3x16A, locking outputs (12)C13 (6)C19 | EACH | GI30107L | GI30107L
GI30108L | Vertiv Geist Rack PDU, Monitored (Unit Level), EC, 1U, input IEC 60309 230/400V 3x16A, locking outputs (6)C13 (3)C19 | EACH | GI30108L | GI30108L
GI39987 | Vertiv Geist Rack PDU, Monitored (Unit Level), EC, 0U, input IEC 60309 230V 32A, outputs (20)BS1365 | EACH | GI39987 | GI39987
GI39988 | Vertiv Geist Rack PDU, Monitored (Unit Level), EC, 0U, input IEC 60309 230V 32A, outputs (20)SCHUKO | EACH | GI39988 | GI39988
GI39989 | Vertiv Geist Rack PDU, Monitored (Unit Level), EC, 0U, input IEC 60309 230V 16A, outputs (20)BS1365 | EACH | GI39989 | GI39989
GI39990 | Vertiv Geist Rack PDU, Monitored (Unit Level), EC, 0U, input IEC 60309 230V 16A, outputs (20)SCHUKO | EACH | GI39990 | GI39990
UI30011L | Vertiv Geist Rack PDU, Monitored (Unit Level), EC, 0U, input IEC 60320 C20 power inlet 230V 16A, locking outputs (36)C13 (6)C19 | EACH | UI30011L | UI30011L
UI30027L | Vertiv Geist Rack PDU, Monitored (Unit Level), EC, 1U, input IEC 60320 C20 power inlet 230V 16A, locking outputs (10)C13 | EACH | UI30027L | UI30027L
G2231 | Vertiv Geist Rack PDU, Monitored (Unit Level), 0U, input BS1363 230V 13A, outputs (24)C13 | EACH | G2231 | G2231
G2113 | Vertiv Geist Rack PDU, Monitored (Unit Level), 0U, input IEC 60309 230V 16A, outputs (12)BS1363 | EACH | G2113 | G2113
G2247 | Vertiv Geist Rack PDU, Monitored (Unit Level), 0U, input IEC 60309 230V 16A, outputs (20)C13 (4)C19 | EACH | G2247 | G2247
G1031 | Vertiv Geist Rack PDU, Monitored (Unit Level), 0U, input IEC 60309 230V 16A, outputs (24)C13 | EACH | G1031 | G1031
G1007 | Vertiv Geist Rack PDU, Monitored (Unit Level), 0U, input IEC 60309 230V 16A, outputs (24)C13 (6)C19 | EACH | G1007 | G1007
G2246 | Vertiv Geist Rack PDU, Monitored (Unit Level), 0U, input IEC 60309 230V 32A, outputs (12)C13 (4)C19 | EACH | G2246 | G2246
G2248 | Vertiv Geist Rack PDU, Monitored (Unit Level), 0U, input IEC 60309 230V 32A, outputs (20)C13 (4)C19 | EACH | G2248 | G2248
G1012 | Vertiv Geist Rack PDU, Monitored (Unit Level), 0U, input IEC 60320 C20 power inlet 230V 16A, outputs (20)C13 | EACH | G1012 | G1012
G1029 | Vertiv Geist Rack PDU, Monitored (Unit Level), 0U/1U, input IEC 60309 230V 16A, outputs (10)C13 | EACH | G1029 | G1029
G1028 | Vertiv Geist Rack PDU, Monitored (Unit Level), 0U/1U, input IEC 60309 230V 16A, outputs (4)C13 (4)C19 | EACH | G1028 | G1028
G1027 | Vertiv Geist Rack PDU, Monitored (Unit Level), 0U/1U, input IEC 60309 230V 16A, outputs (8)C13 | EACH | G1027 | G1027
G1014 | Vertiv Geist Rack PDU, Monitored (Unit Level), 0U/1U, input IEC 60320 C20 power inlet 230V 16A, outputs (10)C13 | EACH | G1014 | G1014
G2229 | Vertiv Geist Rack PDU, Monitored (Unit Level), 1U, input BS1363 230V 13A, outputs (12)C13 | EACH | G2229 | G2229
G2103 | Vertiv Geist Rack PDU, Monitored (Unit Level), 1U, input BS1363 230V 13A, outputs (6)BS1367 | EACH | G2103 | G2103
G2232 | Vertiv Geist Rack PDU, Monitored (Unit Level), 1U, input IEC 60309 230V 16A, outputs (12)C13 | EACH | G2232 | G2232
G2243 | Vertiv Geist Rack PDU, Monitored (Unit Level), 1U, input IEC 60309 230V 16A, outputs (12)C13 (4)C19 | EACH | G2243 | G2243
G2241 | Vertiv Geist Rack PDU, Monitored (Unit Level), 1U, input IEC 60309 230V 16A, outputs (8)C13 (2)C19 | EACH | G2241 | G2241
G1035 | Vertiv Geist Rack PDU, Monitored (Unit Level), 1U, input IEC 60309 230V 32A, outputs (12)C13 | EACH | G1035 | G1035
G2235 | Vertiv Geist Rack PDU, Monitored (Unit Level), 1U, input IEC 60309 230V 32A, outputs (12)C13 | EACH | G2235 | G2235
G2223 | Vertiv Geist Rack PDU, Monitored (Unit Level), 1U, input IEC 60309 230V 32A, outputs (6)BS1367 | EACH | G2223 | G2223
G2242 | Vertiv Geist Rack PDU, Monitored (Unit Level), 1U, input IEC 60309 230V 32A, outputs (8)C13 (2)C19 | EACH | G2242 | G2242
G1013 | Vertiv Geist Rack PDU, Monitored (Unit Level), 1U, input IEC 60320 C20 power inlet 230V 16A, outputs (16)C13 | EACH | G1013 | G1013
G1030 | Vertiv Geist Rack PDU, Monitored (Unit Level), 2U, input IEC 60309 230V 16A, outputs (16)C13 | EACH | G1030 | G1030
G2244 | Vertiv Geist Rack PDU, Monitored (Unit Level), 2U, input IEC 60309 230V 32A, outputs (12)C13 (4)C19 | EACH | G2244 | G2244
G2236 | Vertiv Geist Rack PDU, Monitored (Unit Level), 2U, input IEC 60309 230V 32A, outputs (20)C13 | EACH | G2236 | G2236
GI30000L | Vertiv Geist Rack PDU, Monitored (Unit Level), EC, 0U, input IEC 60309 230V 32A, locking outputs (20)C13 (6)C19 | EACH | GI30000L | GI30000L
GI30146 | Vertiv Geist Rack PDU, Monitored (Unit Level), EC, 0U, input IEC 60309 230/400V 3x32A, combi outputs (36)C13 or C19 | EACH | GI30146 | GI30146
VP43903 | Vertiv Geist Rack PDU, Monitored (Unit Level), EC, 0U, input IEC 60309 230V 32A, combi outputs (36)C13 or C19 | EACH | VP43903 | VP43903
GI30149 | Vertiv Geist Rack PDU, Monitored (Unit Level), EC, 0U, input IEC 60309 230/400V 3x16A, combi outputs (36)C13 or C19 | EACH | GI30149 | GI30149
GI30150 | Vertiv Geist Rack PDU, Monitored (Unit Level), EC, 0U, input IEC 60309 230V 16A, combi outputs (36)C13 or C19 | EACH | GI30150 | GI30150
GI30059 | Vertiv Geist Rack PDU, Inline Monitored, EC, 1U, input IEC 60309 230V 32A, output – connector IEC 60309 2P+E, 230V 32A | EACH | GI30059 | GI30059
GI30060 | Vertiv Geist Rack PDU, Inline Monitored, EC, 1U, input IEC 60309 230/400V 3x32A, output – connector IEC 60309 3P+N+E, 230/400V 3x32A | EACH | GI30060 | GI30060
GI10062L | Vertiv Geist Rack PDU, Metered (upgradeable), 0U, input IEC 60309 230/400V 3x16A, locking outputs (12)C13 (6)C19 | EACH | GI10062L | GI10062L
GI10063L | Vertiv Geist Rack PDU, Metered (upgradeable), 0U, input IEC 60309 230/400V 3x16A, locking outputs (24)C13 (6)C19 | EACH | GI10063L | GI10063L
GI10028L | Vertiv Geist Rack PDU, Metered (upgradeable), 0U, input IEC 60309 230/400V 3x16A, locking outputs (36)C13 (6)C19 | EACH | GI10028L | GI10028L
GI10066L | Vertiv Geist Rack PDU, Metered (upgradeable), 0U, input IEC 60309 230/400V 3x16A, locking outputs (36)C13 (6)C19 | EACH | GI10066L | GI10066L
GI10067L | Vertiv Geist Rack PDU, Metered (upgradeable), 0U, input IEC 60309 230/400V 3x16A, locking outputs (36)C13 (6)C19 | EACH | GI10067L | GI10067L
GI10064 | Vertiv Geist Rack PDU, Metered (upgradeable), 0U, input IEC 60309 230/400V 3x16A, outputs (36)C13 (6)C19 | EACH | GI10064 | GI10064
GI10065 | Vertiv Geist Rack PDU, Metered (upgradeable), 0U, input IEC 60309 230/400V 3x16A, outputs (48)C13 | EACH | GI10065 | GI10065
GI10034L | Vertiv Geist Rack PDU, Metered (upgradeable), 0U, input IEC 60309 230/400V 3x32A, locking outputs (12)C13 (12)C19 | EACH | GI10034L | GI10034L
GI10020L | Vertiv Geist Rack PDU, Metered (upgradeable), 0U, input IEC 60309 230/400V 3x32A, locking outputs (12)C19 | EACH | GI10020L | GI10020L
GI10024L | Vertiv Geist Rack PDU, Metered (upgradeable), 0U, input IEC 60309 230/400V 3x32A, locking outputs (24)C13 (6)C19 | EACH | GI10024L | GI10024L
GI10027L | Vertiv Geist Rack PDU, Metered (upgradeable), 0U, input IEC 60309 230/400V 3x32A, locking outputs (24)C13 (6)C19 | EACH | GI10027L | GI10027L
GI10058L | Vertiv Geist Rack PDU, Metered (upgradeable), 0U, input IEC 60309 230/400V 3x32A, locking outputs (24)C13 (6)C19 | EACH | GI10058L | GI10058L
GI10059L | Vertiv Geist Rack PDU, Metered (upgradeable), 0U, input IEC 60309 230/400V 3x32A, locking outputs (36)C13 (6)C19 | EACH | GI10059L | GI10059L
GI10032 | Vertiv Geist Rack PDU, Metered (upgradeable), 0U, input IEC 60309 230/400V 3x32A, outputs (36)C13 (6)C19 | EACH | GI10032 | GI10032
GI10033 | Vertiv Geist Rack PDU, Metered (upgradeable), 0U, input IEC 60309 230/400V 3x32A, outputs (36)C13 (6)C19 | EACH | GI10033 | GI10033
GI10036 | Vertiv Geist Rack PDU, Metered (upgradeable), 0U, input IEC 60309 230/400V 3x32A, outputs (48)C13 | EACH | GI10036 | GI10036
GI10029L | Vertiv Geist Rack PDU, Metered (upgradeable), 0U, input IEC 60309 230V 16A, locking outputs (12)C13 (6)C19 | EACH | GI10029L | GI10029L
GI10037L | Vertiv Geist Rack PDU, Metered (upgradeable), 0U, input IEC 60309 230V 16A, locking outputs (20)C13 (6)C19 | EACH | GI10037L | GI10037L
GI10041 | Vertiv Geist Rack PDU, Metered (upgradeable), 0U, input IEC 60309 230V 16A, outputs (20)BS1365 | EACH | GI10041 | GI10041
GI10042 | Vertiv Geist Rack PDU, Metered (upgradeable), 0U, input IEC 60309 230V 16A, outputs (20)SCHUKO | EACH | GI10042 | GI10042
GI10038L | Vertiv Geist Rack PDU, Metered (upgradeable), 0U, input IEC 60309 230V 32A, locking outputs (20)C13 (6)C19 | EACH | GI10038L | GI10038L
GI10022L | Vertiv Geist Rack PDU, Metered (upgradeable), 0U, input IEC 60309 230V 32A, locking outputs (30)C13 (6)C19 | EACH | GI10022L | GI10022L
GI10025L | Vertiv Geist Rack PDU, Metered (upgradeable), 0U, input IEC 60309 230V 32A, locking outputs (30)C13 (6)C19 | EACH | GI10025L | GI10025L
GI10039 | Vertiv Geist Rack PDU, Metered (upgradeable), 0U, input IEC 60309 230V 32A, outputs (20)BS1365 | EACH | GI10039 | GI10039
GI10040 | Vertiv Geist Rack PDU, Metered (upgradeable), 0U, input IEC 60309 230V 32A, outputs (20)SCHUKO | EACH | GI10040 | GI10040
GI10035 | Vertiv Geist Rack PDU, Metered (upgradeable), 0U, input IEC 60309 230V 32A, outputs (30)C13 (6)C19 | EACH | GI10035 | GI10035
GI10030 | Vertiv Geist Rack PDU, Metered (upgradeable), 0U, input IEC 60309 230V 32A, outputs (36)C13 (6)C19 | EACH | GI10030 | GI10030
GI10031 | Vertiv Geist Rack PDU, Metered (upgradeable), 0U, input IEC 60309 230V 32A, outputs (36)C13 (6)C19 | EACH | GI10031 | GI10031
UI10007L | Vertiv Geist Rack PDU, Metered (upgradeable), 0U, input IEC 60320 C20 power inlet 230V 16A, locking outputs (36)C13 (6)C19 | EACH | UI10007L | UI10007L
GI10060L | Vertiv Geist Rack PDU, Metered (upgradeable), 1U, input IEC 60309 230/400V 3x16A, locking outputs (6)C13 (3)C19 | EACH | GI10060L | GI10060L
GI10050L | Vertiv Geist Rack PDU, Metered (upgradeable), 1U, input IEC 60309 230/400V 3x32A, locking outputs (6)C19 | EACH | GI10050L | GI10050L
GI10049L | Vertiv Geist Rack PDU, Metered (upgradeable), 1U, input IEC 60309 230V 16A, locking outputs (10)C13 | EACH | GI10049L | GI10049L
GI10052L | Vertiv Geist Rack PDU, Metered (upgradeable), 1U, input IEC 60309 230V 32A, locking outputs (10)C13 | EACH | GI10052L | GI10052L
GI10053L | Vertiv Geist Rack PDU, Metered (upgradeable), 1U, input IEC 60309 230V 32A, locking outputs (4)C13 (4)C19 | EACH | GI10053L | GI10053L
GI10054L | Vertiv Geist Rack PDU, Metered (upgradeable), 1U, input IEC 60309 230V 32A, locking outputs (4)C13 (4)C19 | EACH | GI10054L | GI10054L
GI10051L | Vertiv Geist Rack PDU, Metered (upgradeable), 1U, input IEC 60309 230V 32A, locking outputs (10)C13 | EACH | GI10051L | GI10051L
GI10061L | Vertiv Geist Rack PDU, Metered (upgradeable), 2U, input IEC 60309 230/400V 3x16A, locking outputs (12)C13 (6)C19 | EACH | GI10061L | GI10061L
GI10021L | Vertiv Geist Rack PDU, Metered (upgradeable), 2U, input IEC 60309 230/400V 3x32A, locking outputs (12)C19 | EACH | GI10021L | GI10021L
GI10023L | Vertiv Geist Rack PDU, Metered (upgradeable), 2U, input IEC 60309 230V 32A, locking outputs (12)C13 (4)C19 | EACH | GI10023L | GI10023L
GI10026L | Vertiv Geist Rack PDU, Metered (upgradeable), 2U, input IEC 60309 230V 32A, locking outputs (12)C13 (4)C19 | EACH | GI10026L | GI10026L
GI10095 | Vertiv Geist Rack PDU, Metered (upgradeable), 0U, input IEC 60309 230V 32A, combi outputs (36)C13 or C19 | EACH | GI10095 | GI10095
GI10096 | Vertiv Geist Rack PDU, Metered (upgradeable), 0U, input IEC 60309 230/400V 3x16A, combi outputs (36)C13 or C19 | EACH | GI10096 | GI10096
GI10097 | Vertiv Geist Rack PDU, Metered (upgradeable), 0U, input IEC 60309 230V 16A, combi outputs (36)C13 or C19 | EACH | GI10097 | GI10097
GI10098 | Vertiv Geist Rack PDU, Metered (upgradeable), 0U, input IEC 60309 230/400V 3x32A, combi outputs (36)C13 or C19 | EACH | GI10098 | GI10098
VP8853 | Vertiv Geist Rack PDU, Monitored (Unit Level), EC, 0U, input IEC 60309 230V 32A, outputs (36)C13 (6)C19 | EACH | VP8853 | VP8853
VP8858 | Vertiv Geist Rack PDU, Monitored (Unit Level), EC, 0U, input IEC 60320 C20 power inlet 230V 16A, outputs (18)C13 (2)C19 | EACH | VP8858 | VP8858
VP8881 | Vertiv Geist Rack PDU, Monitored (Unit Level), EC, 0U, input IEC 60309 230/400V 3x16A, outputs (36)C13 (6)C19 | EACH | VP8881 | VP8881
VP8886 | Vertiv Geist Rack PDU, Monitored (Unit Level), EC, 0U, input IEC 60309 230/400V 3x32A, outputs (30)C13 (12)C19 | EACH | VP8886 | VP8886
TSMX2 | Vertiv Geist TSMX2 – Toolless Mounting Bracket | EACH | TSMX2 | TSMX2
GR30001L | Vertiv Geist Rack PDU, Monitored (Outlet Level), EC, 0U, input IEC 60309 230/400V 3x16A, locking outputs (21)C13 (3)C19 | EACH | GR30001L | GR30001L
GR30002L | Vertiv Geist Rack PDU, Monitored (Outlet Level), EC, 0U, input IEC 60309 230/400V 3x16A, locking outputs (36)C13 | EACH | GR30002L | GR30002L
GR30003L | Vertiv Geist Rack PDU, Monitored (Outlet Level), EC, 0U, input IEC 60309 230/400V 3x16A, locking outputs (24)C13 (12)C19 | EACH | GR30003L | GR30003L
GR30004L | Vertiv Geist Rack PDU, Monitored (Outlet Level), EC, 0U, input IEC 60309 230/400V 3x16A, locking outputs (30)C13 (6)C19 | EACH | GR30004L | GR30004L
GR30005L | Vertiv Geist Rack PDU, Monitored (Outlet Level), EC, 0U, input IEC 60309 230/400V 3x16A, locking outputs (36)C13 (12)C19 | EACH | GR30005L | GR30005L
GR30006L | Vertiv Geist Rack PDU, Monitored (Outlet Level), EC, 0U, input IEC 60309 230V 16A, locking outputs (24)C13 | EACH | GR30006L | GR30006L
GR30007L | Vertiv Geist Rack PDU, Monitored (Outlet Level), EC, 0U, input IEC 60309 230V 16A, locking outputs (21)C13 (3)C19 | EACH | GR30007L | GR30007L
GS30019L | Vertiv Geist Rack PDU, Switched (Unit Level), EC, 0U, input IEC 60309 230V 32A, locking outputs (30)C13 (6)C19 | EACH | GS30019L | GS30019L
GR30008L | Vertiv Geist Rack PDU, Monitored (Outlet Level), EC, 0U, input IEC 60309 230V 16A, locking outputs (18)C13 (6)C19 | EACH | GR30008L | GR30008L
US30003L | Vertiv Geist Rack PDU, Switched (Unit Level), EC, 0U, input IEC 60320 C20 power inlet 230V 16A, locking outputs (18)C13 (6)C19 | EACH | US30003L | US30003L
GR30009L | Vertiv Geist Rack PDU, Monitored (Outlet Level), EC, 0U, input IEC 60309 230V 16A, locking outputs (10)C13 (2)C19 | EACH | GR30009L | GR30009L
GR30010L | Vertiv Geist Rack PDU, Monitored (Outlet Level), EC, 0U, input IEC 60309 230/400V 3x32A, locking outputs (30)C13 (6)C19 | EACH | GR30010L | GR30010L
GR30012L | Vertiv Geist Rack PDU, Monitored (Outlet Level), EC, 0U, input IEC 60309 230/400V 3x32A, locking outputs (24)C13 (12)C19 | EACH | GR30012L | GR30012L
GR30014L | Vertiv Geist Rack PDU, Monitored (Outlet Level), EC, 0U, input IEC 60309 230/400V 3x32A, locking outputs (12)C13 (12)C19 | EACH | GR30014L | GR30014L
GS30013L | Vertiv Geist Rack PDU, Switched (Unit Level), EC, 0U, input IEC 60309 230/400V 3x32A, locking outputs (24)C13 (12)C19 | EACH | GS30013L | GS30013L
GR30015L | Vertiv Geist Rack PDU, Monitored (Outlet Level), EC, 0U, input IEC 60309 230/400V 3x32A, locking outputs (42)C13 (6)C19 | EACH | GR30015L | GR30015L
GS30011L | Vertiv Geist Rack PDU, Switched (Unit Level), EC, 0U, input IEC 60309 230/400V 3x32A, locking outputs (30)C13 (6)C19 | EACH | GS30011L | GS30011L
GR30016L | Vertiv Geist Rack PDU, Monitored (Outlet Level), EC, 0U, input IEC 60309 230V 32A, locking outputs (24)C13 | EACH | GR30016L | GR30016L
GR30017L | Vertiv Geist Rack PDU, Monitored (Outlet Level), EC, 0U, input IEC 60309 230V 32A, locking outputs (20)C13 (4)C19 | EACH | GR30017L | GR30017L
GR30018L | Vertiv Geist Rack PDU, Monitored (Outlet Level), EC, 0U, input IEC 60309 230V 32A, locking outputs (18)C13 (6)C19 | EACH | GR30018L | GR30018L
GR30019L | Vertiv Geist Rack PDU, Monitored (Outlet Level), EC, 0U, input IEC 60309 230V 32A, locking outputs (30)C13 (6)C19 | EACH | GR30019L | GR30019L
UR30200 | Vertiv Geist Rack PDU, Monitored (Outlet Level), EC, 1U, input IEC 60320 C20 power inlet 230V 16A, combi outputs (12)C13 or C19 | EACH | UR30200 | UR30200
GS30001L | Vertiv Geist Rack PDU, Switched (Unit Level), EC, 0U, input IEC 60309 230/400V 3x16A, locking outputs (21)C13 (3)C19 | EACH | GS30001L | GS30001L
GS30021L | Vertiv Geist Rack PDU, Switched (Unit Level), EC, 1U, input IEC 60309 230/400V 3x32A, locking outputs (9)C13 (9)C19 | EACH | GS30021L | GS30021L
VP8953 | Vertiv Geist Rack PDU, Switched (Unit Level), EC, 0U, input IEC 60309 230V 32A, locking outputs (20)C13 (4)C19 | EACH | VP8953 | VP8953
VP8959EU3 | Vertiv Geist Rack PDU, Switched (Unit Level), EC, 0U, input IEC 60320 C20 power inlet 230V 16A, locking outputs (21)C13 (3)C19 | EACH | VP8959EU3 | VP8959EU3
GS30002L | Vertiv Geist Rack PDU, Switched (Unit Level), EC, 0U, input IEC 60309 230/400V 3x16A, locking outputs (36)C13 | EACH | GS30002L | GS30002L
GS30003L | Vertiv Geist Rack PDU, Switched (Unit Level), EC, 0U, input IEC 60309 230/400V 3x16A, locking outputs (24)C13 (12)C19 | EACH | GS30003L | GS30003L
GS30004L | Vertiv Geist Rack PDU, Switched (Unit Level), EC, 0U, input IEC 60309 230/400V 3x16A, locking outputs (30)C13 (6)C19 | EACH | GS30004L | GS30004L
GS30005L | Vertiv Geist Rack PDU, Switched (Unit Level), EC, 0U, input IEC 60309 230/400V 3x16A, locking outputs (36)C13 (12)C19 | EACH | GS30005L | GS30005L
GS30006L | Vertiv Geist Rack PDU, Switched (Unit Level), EC, 0U, input IEC 60309 230V 16A, locking outputs (24)C13 | EACH | GS30006L | GS30006L
GS30007L | Vertiv Geist Rack PDU, Switched (Unit Level), EC, 0U, input IEC 60309 230V 16A, locking outputs (21)C13 (3)C19 | EACH | GS30007L | GS30007L
GS30008L | Vertiv Geist Rack PDU, Switched (Unit Level), EC, 0U, input IEC 60309 230V 16A, locking outputs (18)C13 (6)C19 | EACH | GS30008L | GS30008L
GS30009L | Vertiv Geist Rack PDU, Switched (Unit Level), EC, 0U, input IEC 60309 230V 16A, locking outputs (10)C13 (2)C19 | EACH | GS30009L | GS30009L
GS30010L | Vertiv Geist Rack PDU, Switched (Unit Level), EC, 0U, input IEC 60309 230/400V 3x32A, locking outputs (30)C13 (6)C19 | EACH | GS30010L | GS30010L
GS30012L | Vertiv Geist Rack PDU, Switched (Unit Level), EC, 0U, input IEC 60309 230/400V 3x32A, locking outputs (24)C13 (12)C19 | EACH | GS30012L | GS30012L
GS30014L | Vertiv Geist Rack PDU, Switched (Unit Level), EC, 0U, input IEC 60309 230/400V 3x32A, locking outputs (12)C13 (12)C19 | EACH | GS30014L | GS30014L
GS30015L | Vertiv Geist Rack PDU, Switched (Unit Level), EC, 0U, input IEC 60309 230/400V 3x32A, locking outputs (42)C13 (6)C19 | EACH | GS30015L | GS30015L
GS30016L | Vertiv Geist Rack PDU, Switched (Unit Level), EC, 0U, input IEC 60309 230V 32A, locking outputs (24)C13 | EACH | GS30016L | GS30016L
GS30018L | Vertiv Geist Rack PDU, Switched (Unit Level), EC, 0U, input IEC 60309 230V 32A, locking outputs (18)C13 (6)C19 | EACH | GS30018L | GS30018L
GS30028L | Vertiv Geist Rack PDU, Switched (Unit Level), EC, 0U, input IEC 60309 230V 16A, locking outputs (18)C13 (6)C19 | EACH | GS30028L | GS30028L
VP52101 | Vertiv Geist Rack PDU, Switched (Unit Level), EC, 1U, input IEC 60320 C20 power inlet 230V 16A, combi outputs (12)C13 or C19 | EACH | VP52101 | VP52101
VP59100 | Vertiv Geist Rack PDU, Switched (Unit Level), EC, 1U, input IEC 60309 230V 32A, combi outputs (12)C13 or C19 | EACH | VP59100 | VP59100
GS30200 | Vertiv Geist Rack PDU, Switched (Unit Level), EC, 1U, input IEC 60309 230/400V 3x16A, combi outputs (12)C13 or C19 | EACH | GS30200 | GS30200
GS30203 | Vertiv Geist Rack PDU, Switched (Unit Level), EC, 1U, input IEC 60309 230/400V 3x32A, combi outputs (12)C13 or C19 | EACH | GS30203 | GS30203
GR30013L | Vertiv Geist Rack PDU, Monitored (Outlet Level), EC, 0U, input IEC 60309 230/400V 3x32A, locking outputs (24)C13 (12)C19 | EACH | GR30013L | GR30013L
GU30001L | Vertiv Geist Rack PDU, Switched (Outlet Level), EC, 0U, input IEC 60309 230/400V 3x16A, locking outputs (21)C13 (3)C19 | EACH | GU30001L | GU30001L
GR30011L | Vertiv Geist Rack PDU, Monitored (Outlet Level), EC, 0U, input IEC 60309 230/400V 3x32A, locking outputs (30)C13 (6)C19 | EACH | GR30011L | GR30011L
GU30002L | Vertiv Geist Rack PDU, Switched (Outlet Level), EC, 0U, input IEC 60309 230/400V 3x16A, locking outputs (36)C13 | EACH | GU30002L | GU30002L
GU30003L | Vertiv Geist Rack PDU, Switched (Outlet Level), EC, 0U, input IEC 60309 230/400V 3x16A, locking outputs (24)C13 (12)C19 | EACH | GU30003L | GU30003L
GU30004L | Vertiv Geist Rack PDU, Switched (Outlet Level), EC, 0U, input IEC 60309 230/400V 3x16A, locking outputs (30)C13 (6)C19 | EACH | GU30004L | GU30004L
GU30006L | Vertiv Geist Rack PDU, Switched (Outlet Level), EC, 0U, input IEC 60309 230V 16A, locking outputs (24)C13 | EACH | GU30006L | GU30006L
GU30007L | Vertiv Geist Rack PDU, Switched (Outlet Level), EC, 0U, input IEC 60309 230V 16A, locking outputs (21)C13 (3)C19 | EACH | GU30007L | GU30007L
GU30008L | Vertiv Geist Rack PDU, Switched (Outlet Level), EC, 0U, input IEC 60309 230V 16A, locking outputs (18)C13 (6)C19 | EACH | GU30008L | GU30008L
GU30200 | Vertiv Geist Rack PDU, Switched (Outlet Level), EC, 1U, input IEC 60309 230/400V 3x16A, combi outputs (12)C13 or C19 | EACH | GU30200 | GU30200
GU30202 | Vertiv Geist Rack PDU, Switched (Outlet Level), EC, 1U, input IEC 60309 230V 32A, combi outputs (12)C13 or C19 | EACH | GU30202 | GU30202
GU30203 | Vertiv Geist Rack PDU, Switched (Outlet Level), EC, 1U, input IEC 60309 230/400V 3x32A, combi outputs (12)C13 or C19 | EACH | GU30203 | GU30203
UU30200 | Vertiv Geist Rack PDU, Switched (Outlet Level), EC, 1U, input IEC 60320 C20 power inlet 230V 16A, combi outputs (12)C13 or C19 | EACH | UU30200 | UU30200
GR30200 | Vertiv Geist Rack PDU, Monitored (Outlet Level), EC, 1U, input IEC 60309 230/400V 3x16A, combi outputs (12)C13 or C19 | EACH | GR30200 | GR30200
GR30020L | Vertiv Geist Rack PDU, Monitored (Outlet Level), EC, 1U, input IEC 60309 230/400V 3x32A, locking outputs (9)C13 (9)C19 | EACH | GR30020L | GR30020L
GR30202 | Vertiv Geist Rack PDU, Monitored (Outlet Level), EC, 1U, input IEC 60309 230V 32A, combi outputs (12)C13 or C19 | EACH | GR30202 | GR30202
GR30203 | Vertiv Geist Rack PDU, Monitored (Outlet Level), EC, 1U, input IEC 60309 230/400V 3x32A, combi outputs (12)C13 or C19 | EACH | GR30203 | GR30203
GU30009L | Vertiv Geist Rack PDU, Switched (Outlet Level), EC, 0U, input IEC 60309 230V 16A, locking outputs (10)C13 (2)C19 | EACH | GU30009L | GU30009L
GU30012L | Vertiv Geist Rack PDU, Switched (Outlet Level), EC, 0U, input IEC 60309 230/400V 3x32A, locking outputs (24)C13 (12)C19 | EACH | GU30012L | GU30012L
GU30005L | Vertiv Geist Rack PDU, Switched (Outlet Level), EC, 0U, input IEC 60309 230/400V 3x16A, locking outputs (36)C13 (12)C19 | EACH | GU30005L | GU30005L
GU30016L | Vertiv Geist Rack PDU, Switched (Outlet Level), EC, 0U, input IEC 60309 230V 32A, locking outputs (24)C13 | EACH | GU30016L | GU30016L
GU30017L | Vertiv Geist Rack PDU, Switched (Outlet Level), EC, 0U, input IEC 60309 230V 32A, locking outputs (20)C13 (4)C19 | EACH | GU30017L | GU30017L
GU30010L | Vertiv Geist Rack PDU, Switched (Outlet Level), EC, 0U, input IEC 60309 230/400V 3x32A, locking outputs (30)C13 (6)C19 | EACH | GU30010L | GU30010L
GU30018L | Vertiv Geist Rack PDU, Switched (Outlet Level), EC, 0U, input IEC 60309 230V 32A, locking outputs (18)C13 (6)C19 | EACH | GU30018L | GU30018L
GU30014L | Vertiv Geist Rack PDU, Switched (Outlet Level), EC, 0U, input IEC 60309 230/400V 3x32A, locking outputs (12)C13 (12)C19 | EACH | GU30014L | GU30014L
GU30015L | Vertiv Geist Rack PDU, Switched (Outlet Level), EC, 0U, input IEC 60309 230/400V 3x32A, locking outputs (42)C13 (6)C19 | EACH | GU30015L | GU30015L
GU30019L | Vertiv Geist Rack PDU, Switched (Outlet Level), EC, 0U, input IEC 60309 230V 32A, locking outputs (30)C13 (6)C19 | EACH | GU30019L | GU30019L
UR30001L | Vertiv Geist Rack PDU, Monitored (Outlet Level), EC, 0U, input IEC 60320 C20 power inlet 230V 16A, locking outputs (24)C13 | EACH | UR30001L | UR30001L
UU30001L | Vertiv Geist Rack PDU, Switched (Outlet Level), EC, 0U, input IEC 60320 C20 power inlet 230V 16A, locking outputs (24)C13 | EACH | UU30001L | UU30001L
UR30002L | Vertiv Geist Rack PDU, Monitored (Outlet Level), EC, 0U, input IEC 60320 C20 power inlet 230V 16A, locking outputs (21)C13 (3)C19 | EACH | UR30002L | UR30002L
UR30003L | Vertiv Geist Rack PDU, Monitored (Outlet Level), EC, 0U, input IEC 60320 C20 power inlet 230V 16A, locking outputs (18)C13 (6)C19 | EACH | UR30003L | UR30003L
UR30004L | Vertiv Geist Rack PDU, Monitored (Outlet Level), EC, 0U, input IEC 60320 C20 power inlet 230V 16A, locking outputs (10)C13 (2)C19 | EACH | UR30004L | UR30004L
GU30013L | Vertiv Geist Rack PDU, Switched (Outlet Level), EC, 0U, input IEC 60309 230/400V 3x32A, locking outputs (24)C13 (12)C19 | EACH | GU30013L | GU30013L
GU30011L | Vertiv Geist Rack PDU, Switched (Outlet Level), EC, 0U, input IEC 60309 230/400V 3x32A, locking outputs (30)C13 (6)C19 | EACH | GU30011L | GU30011L
US30001L | Vertiv Geist Rack PDU, Switched (Unit Level), EC, 0U, input IEC 60320 C20 power inlet 230V 16A, locking outputs (24)C13 | EACH | US30001L | US30001L
US30002L | Vertiv Geist Rack PDU, Switched (Unit Level), EC, 0U, input IEC 60320 C20 power inlet 230V 16A, locking outputs (21)C13 (3)C19 | EACH | US30002L | US30002L
US30004L | Vertiv Geist Rack PDU, Switched (Unit Level), EC, 0U, input IEC 60320 C20 power inlet 230V 16A, locking outputs (10)C13 (2)C19 | EACH | US30004L | US30004L
UU30002L | Vertiv Geist Rack PDU, Switched (Outlet Level), EC, 0U, input IEC 60320 C20 power inlet 230V 16A, locking outputs (21)C13 (3)C19 | EACH | UU30002L | UU30002L
UU30003L | Vertiv Geist Rack PDU, Switched (Outlet Level), EC, 0U, input IEC 60320 C20 power inlet 230V 16A, locking outputs (18)C13 (6)C19 | EACH | UU30003L | UU30003L
GU30022L | Vertiv Geist Rack PDU, Switched (Outlet Level), EC, 1U, input IEC 60309 230/400V 3x32A, locking outputs (9)C13 (9)C19 | EACH | GU30022L | GU30022L
UU30004L | Vertiv Geist Rack PDU, Switched (Outlet Level), EC, 0U, input IEC 60320 C20 power inlet 230V 16A, locking outputs (10)C13 (2)C19 | EACH | UU30004L | UU30004L
IMD-01DV | Vertiv Geist IMD-01DV, 0U rPDU Interchangeable Monitoring Device Upgrade, Local Input Power monitoring | EACH | IMD-01DV | IMD-01DV
IMD-02EH | Vertiv Geist IMD-02EH, 1U rPDU Interchangeable Monitoring Device Upgrade, Local/Remote/Environmental/Input Power Monitoring | EACH | IMD-02EH | IMD-02EH
IMD-03E-SH | Vertiv Geist IMD-03E-SH, 1U rPDU Interchangeable Monitoring Device Upgrade. Local/Remote/Environmental/Input Power Monitoring | EACH | IMD-03E-SH | IMD-03E-SH
IMD-03E-SV | Vertiv Geist PDU IMD-03E-SV | EACH | IMD-03E-SV | IMD-03E-SV
IMD-01DH | Vertov Geist IMD-01DH, 1U rPDU Interchangeable Monitoring Device Upgrade, Local Input Power monitoring | EACH | IMD-01DH | IMD-01DH
RTAFHD3-12 | Vertiv Geist remote environmental sensor, Temperature/Airflow/Humidity/Dew Point, length 12 ft | EACH | RTAFHD3-12 | RTAFHD3-12
RTAFHD3-20 | Vertiv Geist remote environmental sensor, Temperature/Airflow/Humidity/Dew Point, length 20 ft | EACH | RTAFHD3-20 | RTAFHD3-20
RTAFHD3-50 | Vertiv Geist remote environmental sensor, Temperature/Airflow/Humidity/Dew Point, length 50 ft | EACH | RTAFHD3-50 | RTAFHD3-50
RTAFHD3-100 | Vertiv Geist remote environmental sensor, Temperature/Airflow/Humidity/Dew Point, length 100 ft | EACH | RTAFHD3-100 | RTAFHD3-100
WSCK-120-NPS | Vertiv Geist Water Sensing Cable Kit (analog), length 120 ft | EACH | WSCK-120-NPS | WSCK-120-NPS
WSCK-60-NPS | Vertiv Geist Water Sensing Cable Kit (analog), length 60 ft | EACH | WSCK-60-NPS | WSCK-60-NPS
WSCK-40-NPS | Vertiv Geist Water Sensing Cable Kit (analog), length 40 ft | EACH | WSCK-40-NPS | WSCK-40-NPS
WSCK-10-NPS | Vertiv Geist Water Sensing Cable Kit (analog), length 10 ft | EACH | WSCK-10-NPS | WSCK-10-NPS
SRT-100 | Vertiv Geist remote environmental sensor, Temperature, length 100 ft | EACH | SRT-100 | SRT-100
SRT-12 | Vertiv Geist remote environmental sensor, Temperature, length 12 ft | EACH | SRT-12 | SRT-12
SRT-20 | Vertiv Geist remote environmental sensor, Temperature, length 20 ft | EACH | SRT-20 | SRT-20
SRT-50 | Vertiv Geist remote environmental sensor, Temperature, length 50 ft | EACH | SRT-50 | SRT-50
A2D-10 | Vertiv Geist Analog to Digital Converter, length 10 ft | EACH | A2D-10 | A2D-10
FS-15 | Vertiv Geist Flood Sensor (analog), length 15 ft | EACH | FS-15 | FS-15
RDPS | Vertiv Geist Dry Contact Sensor (analog), length 30 ft | EACH | RDPS | RDPS
PFS-100 UN | Vertiv Geist Power Failure Sensor (analog), universal plug kit | EACH | PFS-100 UN | PFS-100 UN
GTHD | Vertiv Geist remote environmental sensor, Temperature/Humidity/Dew Point, length 10 ft | EACH | GTHD | GTHD
GT3HD | Vertiv Geist remote environmental sensor, Temperature/Humidity/Dew Point + 2 additional Temperature probes, length 10 ft | EACH | GT3HD | GT3HD
SP-5 | Vertiv Geist 5-port splitter for digital remote sensors | EACH | SP-5 | SP-5
SN-2D | SENSOR MODULAR 2-DOOR | EACH | SN-2D | SN-2D
SN-3C | SENSOR MODULAR DRY CONTACT | EACH | SN-3C | SN-3C
SN-T | SENSOR MODULAR TEMPERATURE | EACH | SN-T | SN-T
SN-TH | SENSOR MODULAR TEMP/HUMIDITY | EACH | SN-TH | SN-TH
SN-Z01 | SENSOR NETWORK 1TEMP PROBE 12'CABLE ROHS | EACH | SN-Z01 | SN-Z01
SN-Z02 | SENSOR NETWORK 3TEMP ROHS | EACH | SN-Z02 | SN-Z02
SN-Z03 | SN Sensor 3 Temp & 1 Hum Probes | EACH | SN-Z03 | SN-Z03
18381 | Vertiv Geist SN Adapter | EACH | 00.001.838.1 | 00.001.838.1
039102129001 | C20 SECURE SLEEVE SET 20 pcs | SET | 3910.212.900.1 | 3910.212.900.1
039102139001 | C14 SECURE SLEEVE SET 50 pcs | SET | 3910.213.900.1 | 3910.213.900.1
U1071L | Vertiv Geist Rack PDU, Basic, 2U, UPDU rating 3ph¦32A¦230/415V, locking outputs (12)C13 (6)C19 | EACH | U1071L | U1071L
U1072L | Vertiv Geist Rack UPDU, Basic (Standard), 0U, UPDU rating 3ph¦16A¦230/415V, locking IEC60320 output (24)C13 (12)C19 | EACH | U1072L | U1072L
U1073L | Vertiv Geist Rack UPDU, Basic (Standard), 0U, UPDU rating 3ph¦32A¦230/415V, locking IEC60320 output (24)C13 (6)C19 | EACH | U1073L | U1073L
U1075 | Vertiv Geist Rack PDU, Basic, 0U, UPDU rating 3ph¦16A¦230/415V, combi outputs (42)C13 or C19 | EACH | U1075 | U1075
U1076 | Vertiv Geist Rack PDU, Basic, 1U, UPDU rating 3ph¦16A¦230/415V, combi outputs (12)C13 or C19 | EACH | U1076 | U1076
U1077 | Vertiv Geist Rack PDU, Basic, 2U, UPDU rating 3ph¦32A¦230/415V, combi outputs (24)C13 or C19 | EACH | U1077 | U1077
U1078 | Vertiv Geist Rack PDU, Basic, 0U, UPDU rating 3ph¦32A¦230/415V, combi outputs (24)C13 or C19 | EACH | U1078 | U1078
U1079 | Vertiv Geist Rack PDU, Basic, 0U, UPDU rating 3ph¦32A¦230/415V, combi outputs (48)C13 or C19 | EACH | U1079 | U1079
UI10022L | Vertiv Geist Rack UPDU, Basic (Upgradeable), 2U, UPDU rating 3ph¦32A¦230/415V, locking IEC60320 output (12)C13 (6)C19 | EACH | UI10022L | UI10022L
UI10023L | Vertiv Geist Rack PDU, Basic, 0U, UPDU rating 3ph¦16A¦230/415V, locking outputs (24)C13 (12)C19 | EACH | UI10023L | UI10023L
UI10024L | Vertiv Geist Rack UPDU, Basic (Upgradeable), 0U, UPDU rating 3ph¦32A¦230/415V, locking IEC60320 output (24)C13 (6)C19 | EACH | UI10024L | UI10024L
UI10025 | Vertiv Geist Rack PDU, Basic (upgradeable), 0U, UPDU rating 3ph¦16A¦230/415V, combi outputs (42)C13 or C19 | EACH | UI10025 | UI10025
UI10026 | Vertiv Geist Rack PDU, Basic (upgradeable), 1U, UPDU rating 3ph¦16A¦230/415V, combi outputs (12)C13 or C19 | EACH | UI10026 | UI10026
UI10027 | Vertiv Geist Rack PDU, Basic (upgradeable), 2U, UPDU rating 3ph¦32A¦230/415V, combi outputs (24)C13 or C19 | EACH | UI10027 | UI10027
UI10028 | Vertiv Geist Rack PDU, Basic (upgradeable), 0U, UPDU rating 3ph¦32A¦230/415V, combi outputs (24)C13 or C19 | EACH | UI10028 | UI10028
UI10029 | Vertiv Geist Rack PDU, Basic (upgradeable), 0U, UPDU rating 3ph¦32A¦230/415V, combi outputs (48)C13 or C19 | EACH | UI10029 | UI10029
UI30005L | Vertiv Geist Rack UPDU, Monitored (Unit Level), 2U, UPDU rating 3ph¦32A¦230/415V, locking IEC60320 output (12)C13 (6)C19 | EACH | UI30005L | UI30005L
UI30006L | Vertiv Geist Rack PDU, Monitored (Unit Level), 0U, UPDU rating 3ph¦16A¦230/415V, locking outputs (24)C13 (12)C19 | EACH | UI30006L | UI30006L
UI30007L | Vertiv Geist Rack PDU, Monitored (Unit Level), 0U, UPDU rating 3ph¦32A¦230/415V, locking outputs (24)C13 (6)C19 | EACH | UI30007L | UI30007L
UI30023 | Vertiv Geist Rack PDU, Monitored (Unit Level), EC, 0U, UPDU rating 3ph¦16A¦230/415V, combi outputs (42)C13 or C19 | EACH | UI30023 | UI30023
UI30024 | Vertiv Geist Rack PDU, Monitored (Unit Level), EC, 1U, UPDU rating 3ph¦16A¦230/415V, combi outputs (12)C13 or C19 | EACH | UI30024 | UI30024
UI30025 | Vertiv Geist Rack PDU, Monitored (Unit Level), EC, 2U, UPDU rating 3ph¦32A¦230/415V, combi outputs (24)C13 or C19 | EACH | UI30025 | UI30025
UI30026 | Vertiv Geist Rack PDU, Monitored (Unit Level), EC, 0U, UPDU rating 3ph¦32A¦230/415V, combi outputs (24)C13 or C19 | EACH | UI30026 | UI30026
UI30028 | Vertiv Geist Rack PDU, Monitored (Unit Level), EC, 0U, UPDU rating 3ph¦32A¦230/415V, combi outputs (48)C13 or C19 | EACH | UI30028 | UI30028
UR30006L | Vertiv Geist Rack UPDU, Monitored (Outlet Level), 0U, UPDU rating 3ph¦16A¦230/415V, locking IEC60320 output (30)C13 (6)C19 | EACH | UR30006L | UR30006L
UR30007L | Vertiv Geist Rack UPDU, Monitored (Outlet Level), 0U, UPDU rating 3ph¦32A¦230/415V, locking IEC60320 output (18)C13 (12)C19 | EACH | UR30007L | UR30007L
US30014L | Vertiv Geist Rack UPDU, Switched (Unit Level), 0U, UPDU rating 3ph¦16A¦230/415V, locking IEC60320 output (30)C13 (6)C19 | EACH | US30014L | US30014L
US30015L | Vertiv Geist Rack UPDU, Switched (Unit Level), 0U, UPDU rating 3ph¦32A¦230/415V, locking IEC60320 output (18)C13 (12)C19 | EACH | US30015L | US30015L
UU30009L | Vertiv Geist Rack PDU, Switched (Outlet Level), 0U, UPDU rating 3ph¦16A¦230/415V, locking outputs (30)C13 (6)C19 | EACH | UU30009L | UU30009L
UU30010L | Vertiv Geist Rack PDU, Switched (Outlet Level), 0U, UPDU rating 3ph¦32A¦230/415V, locking outputs (18)C13 (12)C19 | EACH | UU30010L | UU30010L
FSC3N001 | Vertiv Geist Rack PDU, Facility Side Cable, 230/400V, 20A, 11.0kW, 3m power cord with NEMA L22-20P and Universal Connector | EACH | FSC3N001 | FSC3N001
FSC3N002 | Vertiv Geist Rack PDU, Facility Side Cable, 208V DELTA, 30A, 8.6kW, 3m power cord with NEMA L15-30P and Universal Connector | EACH | FSC3N002 | FSC3N002
FSC3N003 | Vertiv Geist Rack PDU, Facility Side Cable, 120/208V, 30A, 8.6kW, 3m power cord with NEMA L21-30P and Universal Connector | EACH | FSC3N003 | FSC3N003
FSC3N004 | Vertiv Geist Rack PDU, Facility Side Cable, 230/400V, 30A, 16.6kW, 3m power cord with NEMA L22-30P and Universal Connector | EACH | FSC3N004 | FSC3N004
FSC3N005 | Vertiv Geist Rack PDU, Facility Side Cable, 208V DELTA, 50A, 14.4kW, 3m power cord with 3P+E CA and Universal Connector | EACH | FSC3N005 | FSC3N005
FSC3N006 | Vertiv Geist Rack PDU, Facility Side Cable, 208V DELTA, 60A, 17.2kW, 3m power cord with IEC60309 and Universal Connector | EACH | FSC3N006 | FSC3N006
FSC1N001 | Vertiv Geist Rack PDU, Facility Side Cable, 208V, 30A, 4.9kW, 3m power cord with NEMA L6-30P and Universal Connector | EACH | FSC1N001 | FSC1N001
FSC1U001 | Vertiv Geist FSC, 1ph/7.3kW, 32A, 230V | EACH | FSC1U001 | FSC1U001
FSC3U001 | Vertiv Geist FSC, 3ph/11kW, 16A, 230/400V | EACH | FSC3U001 | FSC3U001
FSC3U002 | Vertiv Geist FSC, 3ph/22kW, 32A, 230/400V | EACH | FSC3U002 | FSC3U002
VR3100 | Rack 42U 1998mm (78.6”)H x 600mm (23.62”)W x 1115mm (43.89”)D with (1) 77% Perforated Locking Front Door, (2) 77% Perforated Split Locking Rear Doors, (2) pair 19” Mounting Rails,(4)Split Side Panels with locking slam latch, Toolless Removeable Top Panel, Casters and Leveling Feet, (2) Full Height PDU/Cable Mgt Brackets, (1) Baying Kit, (50) M6 Cage Nuts and Screws, Color RAL 7021 Black gray | EACH | VR3100 | VR3100
VR3300 | Rack 42U 1998mm (78.6”)H x 600mm (23.62”)W x 1215mm (47.83”)D with (1) 77% Perforated Locking Front Door, (2) 77% Perforated Split Locking Rear Doors, (2) pair 19” Mounting Rails,(4)Split Side Panels with locking slam latch, Toolless Removeable Top Panel, Casters and Leveling Feet, (2) Full Height PDU/Cable Mgt Brackets, (1) Baying Kit, (50) M6 Cage Nuts and Screws, Color RAL 7021 Black gray | EACH | VR3300 | VR3300
VR3150 | Rack 42U 1998mm (1998”)H x 800mm (31.50”)W x 1115mm (43.89”)D with (1) 77% Perforated Locking Front Door, (2) 77% Perforated Split Locking Rear Doors, (2) pair 19” Mounting Rails,(4)Split Side Panels with locking slam latch, Toolless Removeable Top Panel, Casters and Leveling Feet, (2) Full Height PDU/Cable Mgt Brackets, (1) Baying Kit, (50) M6 Cage Nuts and Screws, Color RAL 7021 Black gray | EACH | VR3150 | VR3150
VR3350 | Rack 42U 1998mm (78.6”)H x 800mm (31.50”)W x 1215mm (47.83”)D with (1) 77% Perforated Locking Front Door, (2) 77% Perforated Split Locking Rear Doors, (2) pair 19” Mounting Rails,(4)Split Side Panels with locking slam latch, Toolless Removeable Top Panel, Casters and Leveling Feet, (2) Full Height PDU/Cable Mgt Brackets, (1) Baying Kit, (50) M6 Cage Nuts and Screws, Color RAL 7021 Black gray | EACH | VR3350 | VR3350
VR3107 | Rack 48U 2265mm (96.16”)H x 600mm (23.62”)W x 1115mm (43.89”)D with (1) 77% Perforated Locking Front Door, (2) 77% Perforated Split Locking Rear Doors, (2) pair 19” Mounting Rails,(4)Split Side Panels with locking slam latch, Toolless Removeable Top Panel, Casters and Leveling Feet, (2) Full Height PDU/Cable Mgt Brackets, (1) Baying Kit, (50) M6 Cage Nuts and Screws, Color RAL 7021 Black gray | EACH | VR3107 | VR3107
VR3307 | Rack 48U 2265mm (96.16”)H x 600mm (23.62”)W x 1215mm (47.83”)D with (1) 77% Perforated Locking Front Door, (2) 77% Perforated Split Locking Rear Doors, (2) pair 19” Mounting Rails,(4)Split Side Panels with locking slam latch, Toolless Removeable Top Panel, Casters and Leveling Feet, (2) Full Height PDU/Cable Mgt Brackets, (1) Baying Kit, (50) M6 Cage Nuts and Screws, Color RAL 7021 Black gray | EACH | VR3307 | VR3307
VR3157 | Rack 48U 2265mm (96.16”)H x 800mm (31.50”)W x 1115mm (43.89”)D with (1) 77% Perforated Locking Front Door, (2) 77% Perforated Split Locking Rear Doors, (2) pair 19” Mounting Rails,(4)Split Side Panels with locking slam latch, Toolless Removeable Top Panel, Casters and Leveling Feet, (2) Full Height PDU/Cable Mgt Brackets, (1) Baying Kit, (50) M6 Cage Nuts and Screws, Color RAL 7021 Black gray | EACH | VR3157 | VR3157
VR3357 | Rack 48U 2265mm (96.16”)H x 800mm (31.50”)W x 1215mm (47.83”)D with (1) 77% Perforated Locking Front Door, (2) 77% Perforated Split Locking Rear Doors, (2) pair 19” Mounting Rails,(4)Split Side Panels with locking slam latch, Toolless Removeable Top Panel, Casters and Leveling Feet, (2) Full Height PDU/Cable Mgt Brackets, (1) Baying Kit, (50) M6 Cage Nuts and Screws, Color RAL 7021 Black gray | EACH | VR3357 | VR3357
VR3100SP | Rack 42U 1998mm (78.6”)H x 600mm (23.62”)W x 1115mm (43.89”)D with Perf. Front Door, Perf. Split Rear Doors, Black gray, shock packaging | EACH | VR3100SP | VR3100SP
VR3300SP | Rack 42U 1998mm (78.6”)H x 600mm (23.62”)W x 1215mm (47.83”)D with Perf. Front Door, Perf. Split Rear Doors, Black gray, shock packaging | EACH | VR3300SP | VR3300SP
VR3150SP | Rack 42U 1998mm (1998”)H x 800mm (31.50”)W x 1115mm (43.89”)D with Perf. Front Door, Perf. Split Rear Doors, Black gray, shock packaging | EACH | VR3150SP | VR3150SP
VR3350SP | Rack 42U 1998mm (78.6”)H x 800mm (31.50”)W x 1215mm (47.83”)D with Perf. Front Door, Perf. Split Rear Doors, Black gray, shock packaging | EACH | VR3350SP | VR3350SP
VR3107SP | Rack 48U 2265mm (96.16”)H x 600mm (23.62”)W x 1115mm (43.89”)D with Perf. Front Door, Perf. Split Rear Doors, Black gray, shock packaging | EACH | VR3107SP | VR3107SP
VR3307SP | Rack 48U 2265mm (96.16”)H x 600mm (23.62”)W x 1215mm (47.83”)D with Perf. Front Door, Perf. Split Rear Doors, Black gray, shock packaging | EACH | VR3307SP | VR3307SP
VR3157SP | Rack 48U 2265mm (96.16”)H x 800mm (31.50”)W x 1115mm (43.89”)D with Perf. Front Door, Perf. Split Rear Doors, Black gray, shock packaging | EACH | VR3157SP | VR3157SP
VR3357SP | Rack 48U 2265mm (96.16”)H x 800mm (31.50”)W x 1215mm (47.83”)D with Perf. Front Door, Perf. Split Rear Doors, Black gray, shock packaging | EACH | VR3357SP | VR3357SP
VRA1000 | 1U Horizontal Cable Organizer with Metal D Rings (Qty 1) | EACH | VRA1000 | VRA1000
VRA1001 | 2U Horizontal Cable Organizer 2U with Metal D Rings (Qty 1) | EACH | VRA1001 | VRA1001
VRA1002 | 1U x 4" Deep Horizontal Cable Manager, Single-Sided with Cover (Qty 1) | EACH | VRA1002 | VRA1002
VRA1003 | 2U x 4" Deep Horizontal Cable Manager, Single-Sided with Cover (Qty 1) | EACH | VRA1003 | VRA1003
VRA1004 | Tool Less Cable Management -Lobster Claw (Qty 10) | SET | VRA1004 | VRA1004
VRA1005 | Tool Less Cable Management - Velcro Strap (Qty 10) | SET | VRA1005 | VRA1005
VRA1006 | Tool Less Cable Management -Lobster Claw (Qty 100) | SET | VRA1006 | VRA1006
VRA1007 | Tool Less Cable Management - Velcro Strap (Qty 100) | SET | VRA1007 | VRA1007
VRA1008 | Toolless D-Rings small (Qty 10) | SET | VRA1008 | VRA1008
VRA1009 | Toolless D-Rings small (Qty 100) | SET | VRA1009 | VRA1009
VRA1010 | Toolless D-Rings Large (Qty 10) | SET | VRA1010 | VRA1010
VRA1011 | Toolless D-Rings Large (Qty 100) | SET | VRA1011 | VRA1011
VRA1013 | Horizontal Cable Organizer Side Channel 20 to 33 inch adjustment (Qty 1) | EACH | VRA1013 | VRA1013
VRA1024 | Horizontal Cable Organizer Side Channel 22 to 38 inch adjustment (Qty 1) | EACH | VRA1024 | VRA1024
VRA1014 | Vertical Cable Manager 600mm Wide 42U (Qty 2) | PAIR | VRA1014 | VRA1014
VRA1015 | Vertical Cable Manager for 600mm Wide 48U (Qty 2) | PAIR | VRA1015 | VRA1015
VRA1016 | Vertical Cable Manager for 800mm Wide 42U (Qty 2) | PAIR | VRA1016 | VRA1016
VRA1017 | Vertical Cable Manager for 800mm Wide 48U (Qty 2) | PAIR | VRA1017 | VRA1017
VRA1018 | Hinged Covers 800mm Wide 42U Vertical Cable Manager (Qty 2) | PAIR | VRA1018 | VRA1018
VRA1020 | Hinged Covers 800mm Wide 48U Vertical Cable Manager (Qty 2) | PAIR | VRA1020 | VRA1020
VRA1021 | Vertical Cable Organizer, 8 Cable Rings, Zero U (Qty 2) | PAIR | VRA1021 | VRA1021
VRA1022 | 2U x 6" Deep Horizontal Cable Manager, Single-Sided with Cover (Qty 1) | EACH | VRA1022 | VRA1022
VRA1023 | 1U x 6" Deept Horizontal Cable Manager, Single-Sided with Cover (Qty 1) | EACH | VRA1023 | VRA1023
VRA2000 | 1U 19" Black Plastic Toolless Airflow Blanking Panel (Qty 10) | SET | VRA2000 | VRA2000
VRA2001 | 1U 19" Black Plastic Toolless Airflow Blanking Panel (Qty 200) | SET | VRA2001 | VRA2001
VRA2002 | 19" Sheet Metal Airflow Blanking Panel Kit (1U, 2U, 4U, 8U) Black (Qty 1 ea. Size) | EACH | VRA2002 | VRA2002
VRA2003 | 1U 19" Sheet Metal Airflow Blanking Panel Kit Black (Qty 2) Black | PAIR | VRA2003 | VRA2003
VRA2004 | Air Recirculation Prevention Kit | SET | VRA2004 | VRA2004
VRA2005 | 19" Rail Brush Strips, 800mm Wide (Qty 12) | SET | VRA2005 | VRA2005
VRA2006 | Cable Pass Through Brush Kit for Top Panel (Qty 8) | SET | VRA2006 | VRA2006
VRA3000 | 1U Depth Adjustable Fixed shelf 250Lbs Black (Qty 1) | EACH | VRA3000 | VRA3000
VRA3001 | 2U 19" Cantilever Fixed Shelf 50Lbs Black (Qty 1) | EACH | VRA3001 | VRA3001
VRA3002 | 1U Depth Adjustable Sliding Shelf 100lbs Black (Qty 1) | EACH | VRA3002 | VRA3002
VRA3003 | 1U Depth Adjustable Sliding Shelf 200lbs Black (Qty 1) | EACH | VRA3003 | VRA3003
VRA3004 | 1U Depth Adjustable Equipment Support Rails 100lbs (Qty 2) | PAIR | VRA3004 | VRA3004
VRA4000 | VR Bolt Down Brackets (Qty 2) | PAIR | VRA4000 | VRA4000
VRA4001 | VR Anti Tip Stabilizer Plate for 600mm/800mm Wide Racks (Qty 2) | PAIR | VRA4001 | VRA4001
VRA5000 | Mounting Hardware (Qty 50 M6 cage nuts, screws, washers) | SET | VRA5000 | VRA5000
VRA5001 | 10-32 Cage Nuts (Qty 50) | SET | VRA5001 | VRA5001
VRA5002 | Baying Hardware Kit (1 Kit) | SET | VRA5002 | VRA5002
VRA5003 | Baying Gasket kit | SET | VRA5003 | VRA5003
VRA5004 | Zero U Accessory Mounting Bracket Qty (Qty 2) | PAIR | VRA5004 | VRA5004
VRA6001 | 42U x 600mm Wide Single Perforated Door Black (Qty 1) | EACH | VRA6001 | VRA6001
VRA6002 | 42U x 800mm Wide Single Perforated Door Black (Qty 1) | EACH | VRA6002 | VRA6002
VRA6003 | 48U x 600mm Wide Single Perforated Door Black (Qty 1) | EACH | VRA6003 | VRA6003
VRA6004 | 48U x 800mm Wide Single Perforated Door Black (Qty1) | EACH | VRA6004 | VRA6004
VRA6005 | 42U x 600mm Wide Split Perforated Doors Black (Qty 2) | PAIR | VRA6005 | VRA6005
VRA6006 | 42U x 800mm Wide Split Perforated Doors Black (Qty 2) | PAIR | VRA6006 | VRA6006
VRA6007 | 48U x 600mm Wide Split Perforated Doors Black (Qty 2) | PAIR | VRA6007 | VRA6007
VRA6008 | 48U x 800mm Wide Split Perforated Doors Black (Qty 2) | PAIR | VRA6008 | VRA6008
VRA6009 | 42U x 1100mm Deep Split Side Panels Black (Qty 2) | PAIR | VRA6009 | VRA6009
VRA6010 | 42U x 1200mm Deep Split Side Panels Black (Qty 2) | PAIR | VRA6010 | VRA6010
VRA6011 | 48U x 1100mm Deep Split Side Panels Black (Qty 2) | PAIR | VRA6011 | VRA6011
VRA6012 | 48U x 1200mm Deep Split Side Panels Black (Qty 2) | PAIR | VRA6012 | VRA6012
VRA6013 | 42U x 600mm Wide 19" Server Rails Square Hole Black (Qty 2) | PAIR | VRA6013 | VRA6013
VRA6014 | 42U x 800mm Wide 19" Server Rails Square Hole Black (Qty 2) | PAIR | VRA6014 | VRA6014
VRA6015 | 48U x 600mm Wide Server Rails Square Hole Black (Qty 2) | PAIR | VRA6015 | VRA6015
VRA6016 | 48U x 800mm Wide 19" Server Rails Square Hole Black (Qty 2) | PAIR | VRA6016 | VRA6016
VRA6025 | 42U 4" Wide PDU/Cable Management Bracket Black (Qty 2) | PAIR | VRA6025 | VRA6025
VRA6026 | 48U 4" Wide PDU/Cable Management Bracket Black (Qty 2) | PAIR | VRA6026 | VRA6026
VRA6017 | 600mm Wide x 1100mm Deep Top Panel Black (Qty 1) | EACH | VRA6017 | VRA6017
VRA6018 | 800mm Wide x 1100mm Deep Top Panel Black (Qty 1) | EACH | VRA6018 | VRA6018
VRA6019 | 600mm Wide x 1200mm Deep Top Panel Black (Qty 1) | EACH | VRA6019 | VRA6019
VRA6020 | 800mm Wide x 1200mm Deep Top Panel Black (Qty 1) | EACH | VRA6020 | VRA6020
VRA6021 | Replacement Top Panel Grommets Black (Qty 8) | SET | VRA6021 | VRA6021
VRA6022 | Door Handle (Qty 1) | EACH | VRA6022 | VRA6022
VRA6023 | Combination Lock Handle (Qty 2) | PAIR | VRA6023 | VRA6023
VRA6024 | Caster Kit (Qty 4) | SET | VRA6024 | VRA6024
VRA8581 | VR Cable Trough, 300mm | EACH | VRA8581 | VRA8581
VRA8561 | VR Cable Trough, 600mm | EACH | VRA8561 | VRA8561
VRA8571 | VR Cable Trough, 800mm | EACH | VRA8571 | VRA8571
VRA8567 | VR Cable Trough, End Caps (Set of 2) | SET | VRA8567 | VRA8567
VRA8573 | VR Cable Trough Cover, 300mm | EACH | VRA8573 | VRA8573
VRA8574 | VR Cable Trough Cover, 600mm | EACH | VRA8574 | VRA8574
VRA8575 | VR Cable Trough Cover, 800mm | EACH | VRA8575 | VRA8575
VRA8501 | VR Cable Trough, Cable Alignment Kit (Set of 2) | SET | VRA8501 | VRA8501
VRA8502 | VR Cable Trough, Connector Kit (Set of 2) | SET | VRA8502 | VRA8502
VRA8503 | VR Cable Trough, Cable Separation Kit (Set of 12) | SET | VRA8503 | VRA8503
VRA8504 | VR Cable Trough Grounding Wire, 750mm (Set of 10) | SET | VRA8504 | VRA8504
VRA8505 | VR Cable Trough, 300mm Height Extension | EACH | VRA8505 | VRA8505
VRA8506 | VR Cable Trough, 600m Height Extension | EACH | VRA8506 | VRA8506
VRA6017E00F | VR Rack Top panel 600x1100mm for Fan | EACH | VRA6017E00F | VRA6017E00F
VRA6018E00F | VR Rack Top panel 800x1100mm for Fan | EACH | VRA6018E00F | VRA6018E00F
VRA6019E00F | VR Rack Top panel 600x1200mm for Fan | EACH | VRA6019E00F | VRA6019E00F
VRA6020E00F | VR Rack Top panel 800x1200mm for Fan | EACH | VRA6020E00F | VRA6020E00F
VRC102KIT | 3,5kW Rack Mounting Self Contained Cooling unit, 230V-1ph-50Hz (CE), with Installation Kit | EA | VRC102KIT | VRC102KIT
VRC202KIT-N | Split Version of the 3,5kW Rack Mounting Cooling unit, 230V-1ph-50Hz (CE), For Standard Ambient Temperatures, Includes Inoor and Outdoor Unit with Installation Accessories | EA | VRC202KIT-N | VRC202KIT-N
VRC202KIT-L | Split Version of the 3,5kW Rack Mounting Cooling unit, 230V-1ph-50Hz (CE), For Low Ambient Temperatures, Includes Inoor and Outdoor Unit with Installation Accessories | EA | VRC202KIT-L | VRC202KIT-L
VRCS3350-230VU | VRC-S integrated micro data center 42U 800x1200 with 3,5kW self-contained cooling, 6kVA UPS, managed rPDU | EA | VRCS3350-230VU | VRCS3350-230VU
VRCS3350-230V | VRC-S integrated micro data center 42U 800x1200 with 3,5kW self-contained cooling, managed rPDU | EA | VRCS3350-230V | VRCS3350-230V
VRCS3350-230VSU | VRC-S integrated micro data center 42U 800x1200 with 3,5kW split cooling, 6kVA UPS, managed rPDU | EA | VRCS3350-230VSU | VRCS3350-230VSU
VRCS3350-230VS | VRC-S integrated micro data center 42U 800x1200 with 3,5kW split cooling, managed rPDU | EA | VRCS3350-230VS | VRCS3350-230VS
VRCS3350-230VSLU | VRC-S integrated micro data center 42U 800x1200 with 3,5kW low ambient split cooling, 6kVA UPS, managed rPDU | EA | VRCS3350-230VSLU | VRCS3350-230VSLU
VRCS3350-230VSL | VRC-S integrated micro data center 42U 800x1200 with 3,5kW low ambient split cooling cooling, managed rPDU | EA | VRCS3350-230VSL | VRCS3350-230VSL
VRCS3300-230VU | VRC-S integrated micro data center 42U 600x1200 with 3,5kW self-contained cooling, 6kVA UPS, managed rPDU | EA | VRCS3300-230VU | VRCS3300-230VU
VRCS3300-230V | VRC-S integrated micro data center 42U 600x1200 with 3,5kW self-contained cooling, managed rPDU | EA | VRCS3300-230V | VRCS3300-230V
VRCS3300-230VSU | VRC-S integrated micro data center 42U 600x1200 with 3,5kW split cooling, 6kVA UPS, managed rPDU | EA | VRCS3300-230VSU | VRCS3300-230VSU
VRCS3300-230VS | VRC-S integrated micro data center 42U 600x1200 with 3,5kW split cooling, managed rPDU | EA | VRCS3300-230VS | VRCS3300-230VS
VRCS3300-230VSLU | VRC-S integrated micro data center 42U 600x1200 with 3,5kW low ambient split cooling, 6kVA UPS, managed rPDU | EA | VRCS3300-230VSLU | VRCS3300-230VSLU
VRCS3300-230VSL | VRC-S integrated micro data center 42U 600x1200 with 3,5kW low ambient split cooling cooling, managed rPDU | EA | VRCS3300-230VSL | VRCS3300-230VSL
VRCS3307-230VU | VRC-S integrated micro data center 48U 800x1200 with 3,5kW self-contained cooling, 6kVA UPS, managed rPDU | EA | VRCS3307-230VU | VRCS3307-230VU
VRCS3307-230V | VRC-S integrated micro data center 48U 800x1200 with 3,5kW self-contained cooling, managed rPDU | EA | VRCS3307-230V | VRCS3307-230V
VRCS3307-230VSU | VRC-S integrated micro data center 48U 800x1200 with 3,5kW split cooling, 6kVA UPS, managed rPDU | EA | VRCS3307-230VSU | VRCS3307-230VSU
VRCS3307-230VS | VRC-S integrated micro data center 48U 800x1200 with 3,5kW split cooling, managed rPDU | EA | VRCS3307-230VS | VRCS3307-230VS
VRCS3307-230VSLU | VRC-S integrated micro data center 48U 800x1200 with 3,5kW low ambient split cooling, 6kVA UPS, managed rPDU | EA | VRCS3307-230VSLU | VRCS3307-230VSLU
VRCS3307-230VSL | VRC-S integrated micro data center 48U 800x1200 with 3,5kW low ambient split cooling cooling, managed rPDU | EA | VRCS3307-230VSL | VRCS3307-230VSL
VRCS3357-230VU | VRC-S integrated micro data center 48U 600x1200 with 3,5kW self-contained cooling, 6kVA UPS, managed rPDU | EA | VRCS3357-230VU | VRCS3357-230VU
VRCS3357-230V | VRC-S integrated micro data center 48U 600x1200 with 3,5kW self-contained cooling, managed rPDU | EA | VRCS3357-230V | VRCS3357-230V
VRCS3357-230VSU | VRC-S integrated micro data center 48U 600x1200 with 3,5kW split cooling, 6kVA UPS, managed rPDU | EA | VRCS3357-230VSU | VRCS3357-230VSU
VRCS3357-230VS | VRC-S integrated micro data center 48U 600x1200 with 3,5kW split cooling, managed rPDU | EA | VRCS3357-230VS | VRCS3357-230VS
VRCS3357-230VSLU | VRC-S integrated micro data center 48U 600x1200 with 3,5kW low ambient split cooling, 6kVA UPS, managed rPDU | EA | VRCS3357-230VSLU | VRCS3357-230VSLU
VRCS3357-230VSL | VRC-S integrated micro data center 48U 600x1200 with 3,5kW low ambient split cooling cooling, managed rPDU | EA | VRCS3357-230VSL | VRCS3357-230VSL
AS2A0NNNMNNX000 | Liebert APS 16-Bay Frame 1-Phase 5kVA no redundancy without Battery Strings | EACH | AS2A0NNNMNNX000 | AS2A0NNNMNNX000
AS2A0NCLMNNX000 | Liebert APS 16-Bay Frame 1-Phase 5kVA no redundancy with 1 Battery String 8-10Y | EACH | AS2A0NCLMNNX000 | AS2A0NCLMNNX000
AS2A0NCMMNNX000 | Liebert APS 16-Bay Frame 1-Phase 5kVA no redundancy with 2 Battery Strings 8-10Y | EACH | AS2A0NCMMNNX000 | AS2A0NCMMNNX000
AS2A0NCNMNNX000 | Liebert APS 16-Bay Frame 1-Phase 5kVA no redundancy with 3 Battery Strings 8-10Y | EACH | AS2A0NCNMNNX000 | AS2A0NCNMNNX000
AS2A1NCPMNNX000 | Liebert APS 16-Bay Frame 1-Phase 5kVA no redundancy with 4 Battery Strings 8-10Y and extra charger | EACH | AS2A1NCPMNNX000 | AS2A1NCPMNNX000
AS2B0NNNMNNX000 | Liebert APS 16-Bay Frame 1-Phase 10kVA no redundancy without Battery Strings | EACH | AS2B0NNNMNNX000 | AS2B0NNNMNNX000
AS2B0NCMMNNX000 | Liebert APS 16-Bay Frame 1-Phase 10kVA no redundancy with 2 Battery Strings 8-10Y | EACH | AS2B0NCMMNNX000 | AS2B0NCMMNNX000
AS2B0NCNMNNX000 | Liebert APS 16-Bay Frame 1-Phase 10kVA no redundancy with 3 Battery Strings 8-10Y | EACH | AS2B0NCNMNNX000 | AS2B0NCNMNNX000
AS2B0NCPMNNX000 | Liebert APS 16-Bay Frame 1-Phase 10kVA no redundancy with 4 Battery Strings 8-10Y | EACH | AS2B0NCPMNNX000 | AS2B0NCPMNNX000
AS2B0NCRMNNX000 | Liebert APS 16-Bay Frame 1-Phase 10kVA no redundancy with 6 Battery Strings 8-10Y | EACH | AS2B0NCRMNNX000 | AS2B0NCRMNNX000
AS2C0NNNMNNX000 | Liebert APS 16-Bay Frame 1-Phase 15kVA no redundancy without Battery Strings | EACH | AS2C0NNNMNNX000 | AS2C0NNNMNNX000
AS2C0NCNMNNX000 | Liebert APS 16-Bay Frame 1-Phase 15kVA no redundancy with 3 Battery Strings 8-10Y | EACH | AS2C0NCNMNNX000 | AS2C0NCNMNNX000
AS2C0NCQMNNX000 | Liebert APS 16-Bay Frame 1-Phase 15kVA no redundancy with 5 Battery Strings 8-10Y | EACH | AS2C0NCQMNNX000 | AS2C0NCQMNNX000
AS2C0NCRMNNX000 | Liebert APS 16-Bay Frame 1-Phase 15kVA no redundancy with 6 Battery Strings 8-10Y | EACH | AS2C0NCRMNNX000 | AS2C0NCRMNNX000
AS2D0NNNMNNX000 | Liebert APS 16-Bay Frame 1-Phase 20kVA no redundancy without Battery Strings | EACH | AS2D0NNNMNNX000 | AS2D0NNNMNNX000
AS2D0NCPMNNX000 | Liebert APS 16-Bay Frame 1-Phase 20kVA no redundancy with 4 Battery Strings 8-10Y | EACH | AS2D0NCPMNNX000 | AS2D0NCPMNNX000
AS2D0NCRMNNX000 | Liebert APS 16-Bay Frame 1-Phase 20kVA no redundancy with 6 Battery Strings 8-10Y | EACH | AS2D0NCRMNNX000 | AS2D0NCRMNNX000
APS5KPWRMOD2 | PM2 - 1PH Power Module - Individually Packaged | EACH | APS5KPWRMOD2 | APS5KPWRMOD2
F0214972 | Empty Battery module | EACH | F0214972 | F0214972
APSBATMODCL | 2 Battery Module - 1 String - 8-10 years design life 9Ahr - Individually Packaged | EACH | APSBATMODCL | APSBATMODCL
APSCHRGRMOD1 | Charger Module - 1PH - Individually Packaged | EACH | APSCHRGRMOD1 | APSCHRGRMOD1
AS7EBC2CCLBX000 | 14 Bay EBC - 2 battery strings with Intellislot Battery Card (optional cable kit required) | EACH | AS7EBC2CCLBX000 | AS7EBC2CCLBX000
AS7EBC6CCLBX000 | 14 Bay EBC - 6 battery strings with Intellislot Battery Card (optional cable kit required) | EACH | AS7EBC6CCLBX000 | AS7EBC6CCLBX000
APSRACKKIT | APS Rackmount Kit | EACH | APSRACKKIT | APSRACKKIT
APSFLRBRKT | APS Seismic Floor Bracket | EACH | APSFLRBRKT | APSFLRBRKT
ASMBCR2MUNNX000 | APS MBC - Rackmount, 20kVA, 125A rated | EACH | ASMBCR2MUNNX000 | ASMBCR2MUNNX000
PD2-200 | POD with (4) IEC320-C19, (4) IEC320-C13 output sockets | EACH | PD2-200 | PD2-200
PD2-204 | POD with (2) IEC320-32A, (4) IEC320-C13 output sockets | EACH | PD2-204 | PD2-204
APSLRTCONNKIT | APS LRT Connector Kit | EACH | APSLRTCONNKIT | APSLRTCONNKIT
APSEBCCBL1M | APS EBC Cable Kit 1 meter | EACH | APSEBCCBL1M | APSEBCCBL1M
APSEBCCBL5M | APS EBC Cable Kit 5 meters | EACH | APSEBCCBL5M | APSEBCCBL5M
NXA0UFXBTS | BATTERY TEMPERATURE MONITORING KIT | EACH | NXA0UFXBTS | NXA0UFXBTS
IS-UNITY-DP | IntelliSlot SNMP/Web, Modbus, BACnet card | EACH | IS-UNITY-DP | IS-UNITY-DP
IS-RELAY | Intellislot Interface Kit for Relay Contacts | EACH | IS-RELAY | IS-RELAY
PSP500MT3-230U | Liebert PSP 500VA (300W) 230V UPS | EACH | PSP500MT3-230U | PSP500MT3-230U
PSP650MT3-230U | Liebert PSP 650VA (390W) 230V UPS | EACH | PSP650MT3-230U | PSP650MT3-230U
PSA500MT3-230U | Liebert PSA 500VA (300W) 230V UPS | EACH | PSA500MT3-230U | PSA500MT3-230U
PSA650MT3-230U | Liebert PSA 650VA (390W) 230V UPS | EACH | PSA650MT3-230U | PSA650MT3-230U
PSA1000MT3-230U | Liebert PSA 1000VA (600W) 230V UPS | EACH | PSA1000MT3-230U | PSA1000MT3-230U
PSA1500MT3-230U | Liebert PSA 1500VA (900W) 230V UPS | EACH | PSA1500MT3-230U | PSA1500MT3-230U
GXT5-5000IRT5UXLE | Vertiv Liebert GXT5 1ph UPS, 5kVA, input plug - hardwired, 5U, output – 230V, hardwired, output socket groups (6)C13 & (2)C19 | EACH | GXT5-5000IRT5UXLE | GXT5-5000IRT5UXLE
GXT5-6000IRT5UXLE | Vertiv Liebert GXT5 1ph UPS, 6kVA, input plug - hardwired, 5U, output – 230V, hardwired, output socket groups (6)C13 & (2)C19 | EACH | GXT5-6000IRT5UXLE | GXT5-6000IRT5UXLE
GXT5-8000IRT5UXLE | Vertiv Liebert GXT5 1ph UPS, 8kVA, input plug - hardwired, 5U, output – 230V, hardwired, output socket groups (4)C13 & (4)C19 | EACH | GXT5-8000IRT5UXLE | GXT5-8000IRT5UXLE
GXT5-10KIRT5UXLE | Vertiv Liebert GXT5 1ph UPS, 10kVA, input plug - hardwired, 5U, output – 230V, hardwired, output socket groups (4)C13 & (4)C19 | EACH | GXT5-10KIRT5UXLE | GXT5-10KIRT5UXLE
GXT5-16KIRT9UXLE | Vertiv Liebert GXT5 1ph UPS, 16kVA, input plug - hardwired, 9U, output – 230V, hardwired | EACH | GXT5-16KIRT9UXLE | GXT5-16KIRT9UXLE
GXT5-20KIRT9UXLE | Vertiv Liebert GXT5 1ph UPS, 20kVA, input plug - hardwired, 9U, output – 230V, hardwired | EACH | GXT5-20KIRT9UXLE | GXT5-20KIRT9UXLE
GXT5-EBC192VRT3U | Vertiv Liebert GXT5 external battery cabinet for 5kVA - 10kVA product variants | EACH | GXT5-EBC192VRT3U | GXT5-EBC192VRT3U
RDU101 | Vertiv Liebert RDU101 communication SNMP/Web card | EACH | RDU101 | RDU101
GXT5-EBC384VRT6U | Vertiv Liebert GXT5 external battery cabinet for 16kVA - 20kVA product variants | EACH | GXT5-EBC384VRT6U | GXT5-EBC384VRT6U
GXT5-750IRT2UXLE | Vertiv Liebert GXT5 1ph UPS, 0.75VA, input plug IEC C14 inlet, 2U, output – 230V, output socket groups (8)C13 | EACH | GXT5-750IRT2UXLE | GXT5-750IRT2UXLE
GXT5-1000IRT2UXLE | Vertiv Liebert GXT5 1ph UPS, 1kVA, input plug IEC C14 inlet, 2U, output – 230V, output socket groups (8)C13 | EACH | GXT5-1000IRT2UXLE | GXT5-1000IRT2UXLE
GXT5-1500IRT2UXLE | Vertiv Liebert GXT5 1ph UPS, 1.5kVA, input plug IEC C14 inlet, 2U, output – 230V, output socket groups (8)C13 | EACH | GXT5-1500IRT2UXLE | GXT5-1500IRT2UXLE
GXT5-2000IRT2UXLE | Vertiv Liebert GXT5 1ph UPS, 2kVA, input plug IEC C20 inlet, 2U, output – 230V, output socket groups (8)C13 | EACH | GXT5-2000IRT2UXLE | GXT5-2000IRT2UXLE
GXT5-3000IRT2UXLE | Vertiv Liebert GXT5 1ph UPS, 3kVA, input plug IEC C20 inlet, 2U, output – 230V, output socket groups (6)C13 & (1)C19 | EACH | GXT5-3000IRT2UXLE | GXT5-3000IRT2UXLE
GXT5-EBC36VRT2UE | Vertiv Liebert GXT5 external battery cabinet for 0.75kVA - 1kVA product variants | EACH | GXT5-EBC36VRT2UE | GXT5-EBC36VRT2UE
GXT5-EBC48VRT2UE | Vertiv Liebert GXT5 / Vertiv Edge external battery cabinet for 1.5kVA - 2kVA (GXT5) and 1.5kVA (Edge) | EACH | GXT5-EBC48VRT2UE | GXT5-EBC48VRT2UE
GXT5-EBC72VRT2UE | Vertiv Liebert GXT5 / Vertiv Edge external battery cabinet for 3kVA (GXT5) and 2.2kVA - 3kVA (Edge) | EACH | GXT5-EBC72VRT2UE | GXT5-EBC72VRT2UE
4114277 | Vertiv GXT5 EBC (GXT5-EBC36VRT2UE) 0,3m 36V cables | EACH | 00.411.427.7 | 00.411.427.7
4114278 | Vertiv GXT5 EBC (GXT5-EBC48VRT2UE) 0,3 48V cables | EACH | 00.411.427.8 | 00.411.427.8
4114279 | Vertiv GXT5 EBC (GXT5-EBC72VRT2UE) 0,3 72V cables | EACH | 00.411.427.9 | 00.411.427.9
25060593 | Vertiv GXT5 EBC (GXT5-EBC192VRT3U) 0,3 192V cables | EACH | 02.506.059.3 | 02.506.059.3
25060595 | Vertiv GXT5 EBC (GXT5-EBC384VRT6U) 0,3 384V cables | EACH | 02.506.059.5 | 02.506.059.5
4114280 | Vertiv GXT5 EBC (GXT5-EBC36VRT2UE) 1,83m 36V cables | EACH | 00.411.428.0 | 00.411.428.0
4114281 | Vertiv GXT5 EBC (GXT5-EBC48VRT2UE) 1,83m 48V cables | EACH | 00.411.428.1 | 00.411.428.1
4114282 | Vertiv GXT5 EBC (GXT5-EBC72VRT2UE) 1,83m 72V cables | EACH | 00.411.428.2 | 00.411.428.2
25060591 | Vertiv GXT5 EBC (GXT5-EBC192VRT3U) 1,83m 192V cables | EACH | 02.506.059.1 | 02.506.059.1
25060594 | Vertiv GXT5 EBC (GXT5-EBC384VRT6U) 1,83m 384V cables | EACH | 02.506.059.4 | 02.506.059.4
00B46158PEXS4 | Vertiv parallel cable (4m) | EACH | 00B46158PEXS4 | 00B46158PEXS4
GXTRT-1000IRT2UXL | Vertiv Liebert GXT RT+ 1ph UPS, 1kVA, input plug IEC C14 inlet, 2U, output - 230V, output socket groups (6)C13 | EACH | GXTRT-1000IRT2UXL | GXTRT-1000IRT2UXL
GXTRT-1500IRT2UXL | Vertiv Liebert GXT RT+ 1ph UPS, 1.5kVA, input plug IEC C14 inlet, 2U, output - 230V, output socket groups (6)C13 | EACH | GXTRT-1500IRT2UXL | GXTRT-1500IRT2UXL
GXTRT-2000IRT2UXL | Vertiv Liebert GXT RT+ 1ph UPS, 2kVA, input plug IEC C14 inlet, 2U, output - 230V, output socket groups (6)C13 | EACH | GXTRT-2000IRT2UXL | GXTRT-2000IRT2UXL
GXTRT-3000IRT2UXL | Vertiv Liebert GXT RT+ 1ph UPS, 3kVA, input plug IEC C20 inlet, 2U, output - 230V, output socket groups (6)C13 (1)C19 | EACH | GXTRT-3000IRT2UXL | GXTRT-3000IRT2UXL
GXTRT-EBC24VRT2U | Vertiv Liebert GXT RT+ external battery cabinet for GXTRT-1000IRT2UXL product variant | EACH | GXTRT-EBC24VRT2U | GXTRT-EBC24VRT2U
GXTRT-EBC36VRT2U | Vertiv Liebert GXT RT+ external battery cabinet for GXTRT-1500IRT2UXL product variant | EACH | GXTRT-EBC36VRT2U | GXTRT-EBC36VRT2U
GXTRT-EBC48VRT2U | Vertiv Liebert GXT RT+ external battery cabinet for GXTRT-2000IRT2UXL product variant | EACH | GXTRT-EBC48VRT2U | GXTRT-EBC48VRT2U
GXTRT-EBC72VRT2U | Vertiv Liebert GXT RT+ external battery cabinet for GXTRT-3000IRT2UXL product variant | EACH | GXTRT-EBC72VRT2U | GXTRT-EBC72VRT2U
GXT4-48VBATTE | Liebert GXT4 EXTERNAL BATTERY CABINET 48 V (for GXT4 700-2000VA E model) | EACH | GXT4-48VBATTE | GXT4-48VBATTE
GXT4-72VBATTE | Liebert GXT4 EXTERNAL BATTERY CABINET 72 V (for Liebert GXT4 3000VA E model) | EACH | GXT4-72VBATTE | GXT4-72VBATTE
GXT4-240VBATTE | Liebert GXT4 10kVA R/T EXTERNAL BATTERY CABINET 240V (for GXT4 5-6-10kVA RT E Model) | EACH | GXT4-240VBATTE | GXT4-240VBATTE
GXT4-700RT120 | Liebert GXT4 700VA (630W) 120V Rack/Tower UPS + rack mounting kit | EACH | GXT4-700RT120 | GXT4-700RT120
GXT3CONN48V | Liebert GXT3/4 - Socket for battery cabinet Liebert GXT4-48VBATTE | EACH | GXT3CONN48V | GXT3CONN48V
GXT3CABLE48V1 | Liebert GXT3/4 - 1.5 ft / 42 cm Connection cable for battery cabinet Liebert GXT3-48VBATTE | EACH | GXT3CABLE48V1 | GXT3CABLE48V1
GXT3CABLE48V6 | Liebert GXT3/4 - 6 ft / 1.8m Connection cable for battery cabinet Liebert GXT4-48VBATTE | EACH | GXT3CABLE48V6 | GXT3CABLE48V6
MP2-210K | Liebert 2U MicroPod External maintenance Bypass for UPS 10A, 19" Rackmount | EACH | MP2-210K | MP2-210K
MP2-220K | Liebert 2U MicroPod External maintenance Bypass for UPS GXT3/4 2VA, 19" Rackmount | EACH | MP2-220K | MP2-220K
GXT3CONN72V | Liebert GXT3/4 - Socket for battery cabinet Liebert GXT4-72VBATTE | EACH | GXT3CONN72V | GXT3CONN72V
GXT3CABLE72V1 | Liebert GXT3/4 - 1.5 ft / 42 cm Connection cable for battery cabinet Liebert GXT3/4-72VBATTE | EACH | GXT3CABLE72V1 | GXT3CABLE72V1
GXT3CABLE72V6 | Liebert GXT3/4 - 6 ft / 1.8m Connection cable for battery cabinet Liebert GXT4-72VBATTE | EACH | GXT3CABLE72V6 | GXT3CABLE72V6
MP2-220L | Liebert 2U MicroPod External maintenance Bypass for UPS 16A, 19" Rackmount | EACH | MP2-220L | MP2-220L
EDGE-750IMT | EDGE UPS 750VA 230V Tower | EACH | EDGE-750IMT | EDGE-750IMT
EDGE-1000IMT | EDGE UPS 1kVA 230V Tower | EACH | EDGE-1000IMT | EDGE-1000IMT
EDGE-1500IMT | EDGE UPS 1.5kVA 230V Tower | EACH | EDGE-1500IMT | EDGE-1500IMT
EDGE-500IRM1U | EDGE UPS 500VA 230V 1U Rack | EACH | EDGE-500IRM1U | EDGE-500IRM1U
EDGE-1000IRM1U | EDGE UPS 1kVA 230V 1U Rack | EACH | EDGE-1000IRM1U | EDGE-1000IRM1U
EDGE-1500IRM1U | EDGE UPS 1.5kVA 230V 1U Rack | EACH | EDGE-1500IRM1U | EDGE-1500IRM1U
EDGE-1500IRT2UXL | EDGE UPS 1.5kVA 230V 2U Rack/Tower | EACH | EDGE-1500IRT2UXL | EDGE-1500IRT2UXL
EDGE-2200IRT2UXL | EDGE UPS 2.2kVA 230V 2U Rack/Tower | EACH | EDGE-2200IRT2UXL | EDGE-2200IRT2UXL
EDGE-3000IRT2UXL | EDGE UPS 3kVA 230V 2U Rack/Tower | EACH | EDGE-3000IRT2UXL | EDGE-3000IRT2UXL
EDGE-3000IRT3UXL | EDGE UPS 3kVA 230V 3U Rack/Tower | EACH | EDGE-3000IRT3UXL | EDGE-3000IRT3UXL
EDGELI-1500IRT2U | Vertiv EDGE 1ph UPS, Li-Ion, 1.5 kVA, input plug IEC60320 C14 INLET, 2U, output - 230V, output socket groups - (6)C13 | EACH | EDGELI-1500IRT2U | EDGELI-1500IRT2U
EDGELI-2200IRT2U | Vertiv EDGE 1ph UPS, Li-Ion, 2.2 kVA, input plug IEC60320 C20 INLET, 2U, output - 230V, output socket groups - (6)C13 (1)C19 | EACH | EDGELI-2200IRT2U | EDGELI-2200IRT2U
EDGELI-3000IRT2U | Vertiv EDGE 1ph UPS, Li-Ion, 3 kVA, input plug IEC60320 C20 INLET, 2U, output - 230V, output socket groups - (6)C13 (1)C19 | EACH | EDGELI-3000IRT2U | EDGELI-3000IRT2U
GXT3-10000T230 | Liebert GXT3 10kVA (9000W) 230V TOWER UPS | EACH | GXT3-10000T230 | GXT3-10000T230
GXT3-240TBATTCE | Liebert GXT3 10kVA TOWER EXTERNAL BATTERY CABINET | EACH | GXT3-240TBATTCE | GXT3-240TBATTCE
GXT3-230CBL20K | 10000VA 230V Paralleling Cable (Tower Model) | EACH | GXT3-230CBL20K | GXT3-230CBL20K
IS-UNITY-DP | Vertiv IntelliSlot Unity card enables SNMP/Web, MODBUS, BACnet and LIFE communication on GXT3, GXT4, NXC, EXS, ITA2, and Vertiv Edge | EACH | IS-UNITY-DP | IS-UNITY-DP
PD2-200 | Power Output Distribution Module with (4) IEC320-C19, (4) IEC320-C13 output sockets | EACH | PD2-200 | PD2-200
PD2-201 | Power Output Distribution Module with (2) IEC320-C19, (8) IEC320-C13 output sockets | EACH | PD2-201 | PD2-201
PD2-202 | Power Output Distribution Module with (12) IEC320-C13 output sockets | EACH | PD2-202 | PD2-202
PD2-204 | Power Output Distribution Module with (2) IEC309-32A, (4) IEC320-C13 output sockets | EACH | PD2-204 | PD2-204
PD2-203 | Vertiv Liebert Power Output Distribution Module 63A, (2) 32A IEC309 & (4) IEC320 C13 Receptacles | EACH | PD2-203 | PD2-203
USB485I | USB to RS-485 adapter. RDU101 Modbus/RTU and BACnet/MSTP support | EACH | USB485I | USB485I
RMKIT18-32 | Rack slide kits - 18/32" | EACH | RMKIT18-32 | RMKIT18-32
RS500 | Telecom shelf FLUSH MTG 19'' | EACH | RS500 | RS500
RS600 | Telecom shelf CTRD MTG 19'' | EACH | RS600 | RS600
RS700 | Telecom shelf FLUSH 24'' | EACH | RS700 | RS700
RS800 | Telecom shelf CTRD MTG 24'' | EACH | RS800 | RS800
2UTELECOMRKIT | Center Mount Brakets for 19" Wide Telecom/Relay Racks | EACH | 2UTELECOMRKIT | 2UTELECOMRKIT
LI32101CT00 | LIEBERT itON 400VA E 230V | EACH | LI32101CT00 | LI32101CT00
LI32111CT00 | LIEBERT itON 600VA E 230V | EACH | LI32111CT00 | LI32111CT00
LI32121CT00 | LIEBERT itON 800VA E 230V | EACH | LI32121CT00 | LI32121CT00
LI32131CT20 | LIEBERT itON 1000VA E 230V | EACH | LI32131CT20 | LI32131CT20
LI32141CT20 | LIEBERT itON 1500VA E 230V | EACH | LI32141CT20 | LI32141CT20
LI32151CT20 | LIEBERT itON 2000VA E 230V | EACH | LI32151CT20 | LI32151CT20
LI34101CT32 | LIEBERT GXT-MT+ 1kVA G2 ES 230V | EACH | LI34101CT32 | LI34101CT32
LI34111CT32 | LIEBERT GXT-MT+ 2kVA G2 ES 230V | EACH | LI34111CT32 | LI34111CT32
LI34121CT32 | LIEBERT GXT-MT+ 3kVA G2 ES 230V | EACH | LI34121CT32 | LI34121CT32
LI34141CT32 | LIEBERT GXT-MT+ 6kVA G2 ES 230V | EACH | LI34141CT32 | LI34141CT32
LI34151CT32 | LIEBERT GXT-MT+ 10kVA G2 ES 230V | EACH | LI34151CT32 | LI34151CT32
LI38000B010 | LIEBERT GXT-MT+ VFC card | EACH | LI38000B010 | LI38000B010
LI38000B020 | LIEBERT GXT-MT+ SNMP card | EACH | LI38000B020 | LI38000B020